## Database
Reference | Animal_model | Nervous_system | Specific_target | Geometry | Location | Material | Charge_mechanism | Waveform_type | First_ph_direction | Polarity | Control | GSA (µm2) | Bias | Pulse_width (µs) | Frequency (Hz) | Interpulse_delay (µs) | Current (µA) | Voltage (mV) | Charge_per_phase (nC ph) | Charge_density_per_phase (µC/cm2 ph) | Current_density (mA/cm2) | Duty_cycle (%) | Stim_on (s) | Stim_off (s) | Stim_total_day (s) | Days-stim (days) | Stim_total_study (h) | Daily_pulses (pulses) | Total_pulses (pulses) | Daily_accumulated_charge (C) | Total_accumulated_charge (C) | Avg_Damage_binary
McCreery1990 | Cat | Central | Parietal cortex | Disc | subdural | Pt | Mixed | biphasic_balanced | anodic | monopolar | Current | 1000000 | none | 400 | 50 | 0 | 2500 | 3125 | 1000 | 100 | 250 | 100 | 25200 | 0 | 25200 | 1 | 7 | 1260000 | 1260000 | 1.3 | 1.3 | 1
McCreery1990 | Cat | Central | Parietal cortex | Disc | subdural | Pt | Mixed | biphasic_balanced | anodic | monopolar | Current | 2000000 | none | 400 | 50 | 0 | 2500 | 3125 | 1000 | 50 | 125 | 100 | 25200 | 0 | 25200 | 1 | 7 | 1260000 | 1260000 | 1.3 | 1.3 | 0
McCreery1990 | Cat | Central | Parietal cortex | Disc | subdural | Pt | Mixed | biphasic_balanced | anodic | monopolar | Current | 2000000 | none | 400 | 50 | 0 | 2500 | 3125 | 1000 | 50 | 125 | 100 | 25200 | 0 | 25200 | 1 | 7 | 1260000 | 1260000 | 1.3 | 1.3 | 1
McCreery1990 | Cat | Central | Parietal cortex | Disc | subdural | Pt | Mixed | biphasic_balanced | anodic | monopolar | Current | 10000000 | none | 400 | 50 | 0 | 2500 | 3125 | 1000 | 10 | 25 | 100 | 25200 | 0 | 25200 | 1 | 7 | 1260000 | 1260000 | 1.3 | 1.3 | 0
McCreery1990 | Cat | Central | Parietal cortex | Disc | subdural | Pt | Mixed | biphasic_balanced | anodic | monopolar | Current | 50000000 | none | 400 | 50 | 0 | 12500 | 15625 | 5000 | 10 | 25 | 100 | 25200 | 0 | 25200 | 1 | 7 | 1260000 | 1260000 | 6.3 | 6.3 | 0
McCreery1990 | Cat | Central | Parietal cortex | Disc | subdural | Pt | Mixed | biphasic_balanced | anodic | monopolar | Current | 50000001 | none | 400 | 50 | 0 | 15000 | 18750 | 6000 | 12 | 30 | 100 | 25200 | 0 | 25200 | 1 | 7 | 1260000 | 1260000 | 7.6 | 7.6 | 1
McCreery1990 | Cat | Central | Parietal cortex | Disc | subdural | Pt | Mixed | biphasic_balanced | anodic | monopolar | Current | 50000002 | none | 400 | 50 | 0 | 15000 | 18750 | 6000 | 12 | 30 | 100 | 25200 | 0 | 25200 | 1 | 7 | 1260000 | 1260000 | 7.6 | 7.6 | 0
McCreery1990 | Cat | Central | Parietal cortex | Disc | subdural | Pt | Mixed | biphasic_balanced | anodic | monopolar | Current | 49999997 | none | 400 | 50 | 0 | 20000 | 25000 | 8000 | 16 | 40 | 100 | 25200 | 0 | 25200 | 1 | 7 | 1260000 | 1260000 | 10.1 | 10.1 | 1
McCreery1990 | Cat | Central | Parietal cortex | Disc | subdural | Pt | Mixed | biphasic_balanced | anodic | monopolar | Current | 49999998 | none | 400 | 50 | 0 | 25000 | 31250 | 10000 | 20 | 50 | 100 | 25200 | 0 | 25200 | 1 | 7 | 1260000 | 1260000 | 12.6 | 12.6 | 1
McCreery1990 | Cat | Central | Parietal cortex | Disc | subdural | Pt | Mixed | biphasic_balanced | anodic | monopolar | Current | 49999999 | none | 400 | 50 | 0 | 31250 | 39063 | 12500 | 25 | 62.5 | 100 | 25200 | 0 | 25200 | 1 | 7 | 1260000 | 1260000 | 15.8 | 15.8 | 1
McCreery1990 | Cat | Central | Parietal cortex | Disc | subdural | Pt | Mixed | biphasic_balanced | anodic | monopolar | Current | 50000000 | none | 400 | 50 | 0 | 37500 | 46875 | 15000 | 30 | 75 | 100 | 25200 | 0 | 25200 | 1 | 7 | 1260000 | 1260000 | 18.9 | 18.9 | 1
McCreery1990 | Cat | Central | Parietal cortex | Disc | subdural | Pt | Mixed | biphasic_balanced | anodic | monopolar | Current | 50000001 | none | 400 | 50 | 0 | 45000 | 56250 | 18000 | 36 | 90 | 100 | 25200 | 0 | 25200 | 1 | 7 | 1260000 | 1260000 | 22.7 | 22.7 | 1
McCreery1990 | Cat | Central | Parietal cortex | Microwire | intracortical | AIROF | Mostly-faradaiac | biphasic_balanced | anodic | monopolar | Current | 6500 | none | 400 | 50 | 0 | 130 | 163 | 52 | 800 | 2000 | 100 | 25200 | 0 | 25200 | 1 | 7 | 1260000 | 1260000 | 0.1 | 0.1 | 0
McCreery1990 | Cat | Central | Parietal cortex | Microwire | intracortical | AIROF | Mostly-faradaiac | biphasic_balanced | anodic | monopolar | Current | 6501 | none | 400 | 50 | 0 | 250 | 313 | 100 | 1600 | 3845.6 | 100 | 25200 | 0 | 25200 | 1 | 7 | 1260000 | 1260000 | 0.1 | 0.1 | 0
McCreery1988 | Cat | Central | Gyrus Suprasylvius | Disc | subdural | Pt | Mixed | biphasic_balanced | anodic | monopolar | Current | 1000000 | none | 400 | 50 | 0 | 2235 | 2794 | 894.1 | 89.4 | 223.5 | 100 | 25200 | 0 | 25200 | 1 | 7 | 1260000 | 1260000 | 1.1 | 1.1 | 1
McCreery1988 | Cat | Central | Gyrus Suprasylvius | Disc | subdural | Ta2O5 | Capacitive | biphasic_balanced | anodic | monopolar | Current | 1000000 | 4 | 400 | 50 | 0 | 2276 | 2846 | 910.6 | 91.1 | 227.6 | 100 | 25200 | 0 | 25200 | 1 | 7 | 1260000 | 1260000 | 1.1 | 1.1 | 1
McCreery1988 | Cat | Central | Gyrus Suprasylvius | Disc | subdural | Ta2O5 | Capacitive | biphasic_balanced | anodic | monopolar | Current | 1000000 | 4 | 400 | 50 | 0 | 2276 | 2846 | 910.6 | 91.1 | 227.6 | 100 | 25200 | 0 | 25200 | 1 | 7 | 1260000 | 1260000 | 1.1 | 1.1 | 1
Agnew1983a | Cat | Central | Postcruciate gyrus | Disc | subdural | Pt | Mixed | biphasic_balanced | anodic | monopolar | Current | 1000000 | none | 250 | 50 | 0 | 800 | 1000 | 200 | 20 | 80 | 100 | 14400 | 0 | 14400 | 1 | 4 | 720000 | 720000 | 0.1 | 0.1 | 0
Agnew1983a | Cat | Central | Postcruciate gyrus | Disc | subdural | Pt | Mixed | biphasic_balanced | anodic | monopolar | Current | 1000000 | none | 250 | 20 | 0 | 4000 | 5000 | 1000 | 100 | 400 | 100 | 14400 | 0 | 14400 | 1 | 4 | 288000 | 288000 | 0.3 | 0.3 | 1
Agnew1983a | Cat | Central | Postcruciate gyrus | Disc | subdural | Pt | Mixed | biphasic_balanced | anodic | monopolar | Current | 1000000 | none | 250 | 50 | 0 | 4000 | 5000 | 1000 | 100 | 400 | 100 | 14400 | 0 | 14400 | 1 | 4 | 720000 | 720000 | 0.7 | 0.7 | 1
Brown1977 | Monkey | Central | Cerebellum | Disc | subdural | Pt | Mixed | biphasic_asymmetric | unspecified | monopolar | Current | 6800000 | none | 1000 | 10 | 0 | 500 | 625 | 500 | 7.4 | 7.4 | 50 | 480 | 480 | 43200 | 18 | 216 | 432000 | 7776000 | 0.2 | 3.9 | 0
Brown1977 | Monkey | Central | Cerebellum | Disc | subdural | Pt | Mixed | biphasic_asymmetric | unspecified | monopolar | Current | 6800000 | none | 1000 | 10 | 0 | 2400 | 3000 | 2400 | 35.3 | 35.3 | 50 | 480 | 480 | 43200 | 18 | 216 | 432000 | 7776000 | 1 | 18.7 | 0
Brown1977 | Monkey | Central | Cerebellum | Disc | subdural | Pt | Mixed | biphasic_asymmetric | unspecified | monopolar | Current | 6800000 | none | 1000 | 10 | 0 | 4800 | 6000 | 4800 | 70.6 | 70.6 | 50 | 480 | 480 | 43200 | 18 | 216 | 432000 | 7776000 | 2.1 | 37.3 | 0
Brown1977 | Monkey | Central | Cerebellum | Disc | subdural | Pt | Mixed | biphasic_asymmetric | unspecified | monopolar | Current | 3400000 | none | 1000 | 10 | 0 | 4800 | 6000 | 4800 | 141.1 | 141.2 | 50 | 480 | 480 | 43200 | 18 | 216 | 432000 | 7776000 | 2.1 | 37.3 | 1
Brown1977 | Monkey | Central | Cerebellum | Disc | subdural | Pt | Mixed | biphasic_asymmetric | unspecified | monopolar | Current | 6800000 | none | 1000 | 10 | 0 | 10000 | 12500 | 10000 | 147 | 147.1 | 50 | 480 | 480 | 43200 | 18 | 216 | 432000 | 7776000 | 4.3 | 77.8 | 1
Brown1977 | Monkey | Central | Cerebellum | Disc | subdural | Pt | Mixed | biphasic_asymmetric | unspecified | monopolar | Current | 6800000 | none | 1000 | 10 | 0 | 22000 | 27500 | 22000 | 323.4 | 323.5 | 50 | 480 | 480 | 43200 | 18 | 216 | 432000 | 7776000 | 9.5 | 171.1 | 1
Brown1977 | Monkey | Central | Cerebellum | Disc | subdural | Pt | Mixed | biphasic_asymmetric | unspecified | monopolar | Current | 6800000 | none | 1000 | 10 | 0 | 48000 | 60000 | 48000 | 70.6 | 705.9 | 50 | 480 | 480 | 43200 | 18 | 216 | 432000 | 7776000 | 20.7 | 373.2 | 1
Yuen1981 | Cat | Central | Parietal cortex | Disc | subdural | Pt | Mixed | biphasic_capacitive | anodic | monopolar | Current | 950000 | none | 250 | 50 | 0 | 1600 | 2000 | 400 | 40 | 168.4 | 100 | 180000 | 0 | 180000 | 1 | 50 | 9000000 | 9000000 | 3.6 | 3.6 | 1
Yuen1981 | Cat | Central | Parietal cortex | Disc | subdural | Pt | Mixed | biphasic_capacitive | anodic | monopolar | Current | 950000 | none | 100 | 50 | 0 | 4000 | 5000 | 400 | 40 | 421.1 | 100 | 54000 | 0 | 54000 | 1 | 15 | 2700000 | 2700000 | 1.1 | 1.1 | 0
Yuen1981 | Cat | Central | Parietal cortex | Disc | subdural | Pt | Mixed | biphasic_capacitive | anodic | monopolar | Current | 950000 | none | 100 | 50 | 0 | 4000 | 5000 | 400 | 40 | 421.1 | 100 | 180000 | 0 | 180000 | 1 | 50 | 9000000 | 9000000 | 3.6 | 3.6 | 0
Yuen1981 | Cat | Central | Parietal cortex | Disc | subdural | Pt | Mixed | biphasic_capacitive | anodic | monopolar | Current | 950000 | none | 1000 | 50 | 0 | 4000 | 5000 | 4000 | 400 | 421.1 | 100 | 5400 | 0 | 5400 | 1 | 2 | 270000 | 270000 | 1.1 | 1.1 | 1
Yuen1981 | Cat | Central | Parietal cortex | Disc | subdural | Pt | Mixed | biphasic_capacitive | anodic | monopolar | Current | 950000 | none | 1000 | 50 | 0 | 4000 | 5000 | 4000 | 400 | 421.1 | 100 | 18000 | 0 | 18000 | 1 | 5 | 900000 | 900000 | 3.6 | 3.6 | 1
Yuen1981 | Cat | Central | Parietal cortex | Disc | subdural | Pt | Mixed | biphasic_capacitive | anodic | monopolar | Current | 950000 | none | 100 | 50 | 0 | 10000 | 12500 | 1000 | 100 | 1052.6 | 100 | 72000 | 0 | 72000 | 1 | 20 | 3600000 | 3600000 | 3.6 | 3.6 | 1
Yuen1981 | Cat | Central | Parietal cortex | Disc | subdural | Pt | Mixed | biphasic_capacitive | cathodic | monopolar | Current | 950000 | none | 250 | 50 | 0 | 1600 | 2000 | 400 | 40 | 168.4 | 100 | 180000 | 0 | 180000 | 1 | 50 | 9000000 | 9000000 | 3.6 | 3.6 | 0
Yuen1981 | Cat | Central | Parietal cortex | Disc | subdural | Pt | Mixed | biphasic_capacitive | cathodic | monopolar | Current | 950000 | none | 100 | 50 | 0 | 4000 | 5000 | 400 | 40 | 421.1 | 100 | 54000 | 0 | 54000 | 1 | 15 | 2700000 | 2700000 | 1.1 | 1.1 | 0
Yuen1981 | Cat | Central | Parietal cortex | Disc | subdural | Pt | Mixed | biphasic_capacitive | cathodic | monopolar | Current | 950000 | none | 100 | 50 | 0 | 4000 | 5000 | 400 | 40 | 421.1 | 100 | 180000 | 0 | 180000 | 1 | 50 | 9000000 | 9000000 | 3.6 | 3.6 | 1
Yuen1981 | Cat | Central | Parietal cortex | Disc | subdural | Pt | Mixed | biphasic_capacitive | cathodic | monopolar | Current | 950000 | none | 1000 | 50 | 0 | 4000 | 5000 | 4000 | 400 | 421.1 | 100 | 5400 | 0 | 5400 | 1 | 2 | 270000 | 270000 | 1.1 | 1.1 | 1
Yuen1981 | Cat | Central | Parietal cortex | Disc | subdural | Pt | Mixed | biphasic_capacitive | cathodic | monopolar | Current | 950000 | none | 1000 | 50 | 0 | 4000 | 5000 | 4000 | 400 | 421.1 | 100 | 18000 | 0 | 18000 | 1 | 5 | 900000 | 900000 | 3.6 | 3.6 | 1
Yuen1981 | Cat | Central | Parietal cortex | Disc | subdural | Pt | Mixed | biphasic_capacitive | cathodic | monopolar | Current | 950000 | none | 100 | 50 | 0 | 10000 | 12500 | 1000 | 100 | 1052.6 | 100 | 72000 | 0 | 72000 | 1 | 20 | 3600000 | 3600000 | 3.6 | 3.6 | 1
Yuen1981 | Cat | Central | Parietal cortex | Disc | subdural | Pt | Mixed | biphasic_capacitive | anodic | monopolar | Current | 950000 | none | 250 | 50 | 0 | 4000 | 5000 | 1000 | 100 | 421.1 | 100 | 21600 | 0 | 21600 | 1 | 6 | 1080000 | 1080000 | 1.1 | 1.1 | 1
Yuen1981 | Cat | Central | Parietal cortex | Disc | subdural | Pt | Mixed | biphasic_capacitive | anodic | monopolar | Current | 950000 | none | 250 | 50 | 0 | 4000 | 5000 | 1000 | 100 | 421.1 | 100 | 72000 | 0 | 72000 | 1 | 20 | 3600000 | 3600000 | 3.6 | 3.6 | 1
Yuen1981 | Cat | Central | Parietal cortex | Disc | subdural | Pt | Mixed | biphasic_capacitive | cathodic | monopolar | Current | 950000 | none | 250 | 50 | 0 | 4000 | 5000 | 1000 | 100 | 421.1 | 100 | 21600 | 0 | 21600 | 1 | 6 | 1080000 | 1080000 | 1.1 | 1.1 | 1
Yuen1981 | Cat | Central | Parietal cortex | Disc | subdural | Pt | Mixed | biphasic_capacitive | cathodic | monopolar | Current | 950000 | none | 250 | 50 | 0 | 4000 | 5000 | 1000 | 100 | 421.1 | 100 | 72000 | 0 | 72000 | 1 | 20 | 3600000 | 3600000 | 3.6 | 3.6 | 1
Gilman1975 | Monkey | Central | Cerebellum | Rectangular | subdural | Pt | Mixed | monophasic | anodic | monopolar | Current | 8000000 | none | 1000 | 10 | 0 | 2400 | 3000 | 2400 | 30 | 30 | 100 | 25200 | 0 | 25200 | 29 | 205 | 252000 | 7380000 | 0.6 | 17.7 | 1
Gilman1975 | Monkey | Central | Cerebellum | Rectangular | subdural | Pt | Mixed | monophasic | anodic | monopolar | Current | 8000000 | none | 1000 | 10 | 0 | 2400 | 3000 | 2400 | 30 | 30 | 50 | 480 | 480 | 36000 | 21 | 205 | 360000 | 7380000 | 0.9 | 17.7 | 1
Agnew1993 | Cat | Central | Sensorimotor cortex | Disc | subdural | Pt | Mixed | biphasic_balanced | anodic | monopolar | Current | 50270000 | none | 400 | 50 | 0 | 25 | 31 | 10 | 20 | 0 | 100 | 25200 | 0 | 25200 | 1 | 7 | 1260000 | 1260000 | 0 | 0 | 1
Agnew1993 | Cat | Central | Sensorimotor cortex | Disc | subdural | Pt | Mixed | biphasic_balanced | anodic | monopolar | Current | 1770000 | none | 200 | 50 | 0 | 2000 | 2500 | 400 | 22 | 113 | 100 | 25200 | 0 | 25200 | 3 | 21 | 1260000 | 3780000 | 0.5 | 1.5 | 1
Pudenz1975 | Cat | Central | Perieto-occipital cortex | Disc | subdural | Pt | Mixed | biphasic_balanced | anodic | bipolar | Current | 6000000 | none | 500 | 50 | 0 | 6000 | 7500 | 3000 | 50 | 100 | 100 | 32400 | 0 | 32400 | 4 | 36 | 1620000 | 6480000 | 4.9 | 19.4 | 1
Pudenz1975 | Cat | Central | Perieto-occipital cortex | Disc | subdural | Pt | Mixed | biphasic_balanced | anodic | bipolar | Current | 3000000 | none | 500 | 50 | 0 | 6000 | 7500 | 3000 | 100 | 200 | 100 | 32400 | 0 | 32400 | 4 | 36 | 1620000 | 6480000 | 4.9 | 19.4 | 1
Pudenz1975 | Cat | Central | Perieto-occipital cortex | Disc | subdural | Pt | Mixed | biphasic_balanced | anodic | bipolar | Current | 2000000 | none | 500 | 50 | 0 | 6000 | 7500 | 3000 | 150 | 300 | 100 | 32400 | 0 | 32400 | 4 | 36 | 1620000 | 6480000 | 4.9 | 19.4 | 1
Pudenz1975 | Cat | Central | Perieto-occipital cortex | Disc | subdural | Pt | Mixed | biphasic_balanced | anodic | bipolar | Current | 1500000 | none | 500 | 50 | 0 | 6000 | 7500 | 3000 | 200 | 400 | 100 | 32400 | 0 | 32400 | 4 | 36 | 1620000 | 6480000 | 4.9 | 19.4 | 1
Pudenz1975 | Cat | Central | Perieto-occipital cortex | Disc | subdural | Pt | Mixed | biphasic_balanced | anodic | bipolar | Current | 1200000 | none | 500 | 50 | 0 | 6000 | 7500 | 3000 | 250 | 500 | 100 | 32400 | 0 | 32400 | 4 | 36 | 1620000 | 6480000 | 4.9 | 19.4 | 1
Pudenz1975 | Cat | Central | Perieto-occipital cortex | Disc | subdural | Pt | Mixed | biphasic_balanced | anodic | bipolar | Current | 1100000 | none | 500 | 50 | 0 | 6000 | 7500 | 3000 | 300 | 545.5 | 100 | 32400 | 0 | 32400 | 4 | 36 | 1620000 | 6480000 | 4.9 | 19.4 | 1
Pudenz1975 | Cat | Central | Perieto-occipital cortex | Disc | subdural | Pt | Mixed | biphasic_balanced | anodic | bipolar | Current | 1100000 | none | 100 | 50 | 0 | 3000 | 3750 | 300 | 30 | 272.7 | 100 | 32400 | 0 | 32400 | 4 | 36 | 1620000 | 6480000 | 0.5 | 1.9 | 0
Pudenz1975 | Cat | Central | Perieto-occipital cortex | Disc | subdural | Pt | Mixed | biphasic_balanced | anodic | bipolar | Current | 1100000 | none | 150 | 50 | 0 | 3000 | 3750 | 450 | 45 | 272.7 | 100 | 32400 | 0 | 32400 | 4 | 36 | 1620000 | 6480000 | 0.7 | 2.9 | 0
Pudenz1975 | Cat | Central | Perieto-occipital cortex | Disc | subdural | Pt | Mixed | biphasic_balanced | anodic | bipolar | Current | 1100000 | none | 250 | 50 | 0 | 3000 | 3750 | 750 | 75 | 272.7 | 100 | 32400 | 0 | 32400 | 4 | 36 | 1620000 | 6480000 | 1.2 | 4.9 | 1
Pudenz1975 | Cat | Central | Perieto-occipital cortex | Disc | subdural | Pt | Mixed | biphasic_balanced | anodic | bipolar | Current | 1100000 | none | 400 | 50 | 0 | 3000 | 3750 | 1200 | 120 | 272.7 | 100 | 32400 | 0 | 32400 | 4 | 36 | 1620000 | 6480000 | 1.9 | 7.8 | 1
Pudenz1975 | Cat | Central | Perieto-occipital cortex | Disc | subdural | Pt | Mixed | biphasic_balanced | anodic | bipolar | Current | 1100000 | none | 633 | 50 | 0 | 3000 | 3750 | 1900 | 190 | 272.7 | 100 | 32400 | 0 | 32400 | 4 | 36 | 1620000 | 6480000 | 3.1 | 12.3 | 1
Pudenz1975 | Cat | Central | Perieto-occipital cortex | Disc | subdural | Pt | Mixed | biphasic_balanced | anodic | bipolar | Current | 1100000 | none | 1000 | 50 | 0 | 3000 | 3750 | 3000 | 300 | 272.7 | 100 | 32400 | 0 | 32400 | 4 | 36 | 1620000 | 6480000 | 4.9 | 19.4 | 1
Pudenz1975 | Cat | Central | Perieto-occipital cortex | Disc | subdural | Pt | Mixed | biphasic_balanced | anodic | bipolar | Current | 1200000 | none | 500 | 10 | 0 | 6000 | 7500 | 3000 | 250 | 500 | 100 | 32400 | 0 | 32400 | 4 | 36 | 324000 | 1296000 | 1 | 3.9 | 1
Pudenz1975 | Cat | Central | Perieto-occipital cortex | Disc | subdural | Pt | Mixed | biphasic_balanced | anodic | bipolar | Current | 1200000 | none | 500 | 25 | 0 | 6000 | 7500 | 3000 | 250 | 500 | 100 | 32400 | 0 | 32400 | 4 | 36 | 810000 | 3240000 | 2.4 | 9.7 | 1
Pudenz1975 | Cat | Central | Perieto-occipital cortex | Disc | subdural | Pt | Mixed | biphasic_balanced | anodic | bipolar | Current | 1200000 | none | 500 | 50 | 0 | 6000 | 7500 | 3000 | 250 | 500 | 100 | 32400 | 0 | 32400 | 4 | 36 | 1620000 | 6480000 | 4.9 | 19.4 | 1
Pudenz1975 | Cat | Central | Perieto-occipital cortex | Disc | subdural | Pt | Mixed | biphasic_balanced | anodic | bipolar | Current | 1200000 | none | 500 | 100 | 0 | 6000 | 7500 | 3000 | 250 | 500 | 100 | 32400 | 0 | 32400 | 4 | 36 | 3240000 | 12960000 | 9.7 | 38.9 | 1
Pudenz1975 | Cat | Central | Perieto-occipital cortex | Disc | subdural | Pt | Mixed | biphasic_balanced | cathodic | bipolar | Current | 6000000 | none | 500 | 50 | 0 | 6000 | 7500 | 3000 | 50 | 100 | 100 | 32400 | 0 | 32400 | 4 | 36 | 1620000 | 6480000 | 4.9 | 19.4 | 1
Pudenz1975 | Cat | Central | Perieto-occipital cortex | Disc | subdural | Pt | Mixed | biphasic_balanced | cathodic | bipolar | Current | 3000000 | none | 500 | 50 | 0 | 6000 | 7500 | 3000 | 100 | 200 | 100 | 32400 | 0 | 32400 | 4 | 36 | 1620000 | 6480000 | 4.9 | 19.4 | 1
Pudenz1975 | Cat | Central | Perieto-occipital cortex | Disc | subdural | Pt | Mixed | biphasic_balanced | cathodic | bipolar | Current | 2000000 | none | 500 | 50 | 0 | 6000 | 7500 | 3000 | 150 | 300 | 100 | 32400 | 0 | 32400 | 4 | 36 | 1620000 | 6480000 | 4.9 | 19.4 | 1
Pudenz1975 | Cat | Central | Perieto-occipital cortex | Disc | subdural | Pt | Mixed | biphasic_balanced | cathodic | bipolar | Current | 1500000 | none | 500 | 50 | 0 | 6000 | 7500 | 3000 | 200 | 400 | 100 | 32400 | 0 | 32400 | 4 | 36 | 1620000 | 6480000 | 4.9 | 19.4 | 1
Pudenz1975 | Cat | Central | Perieto-occipital cortex | Disc | subdural | Pt | Mixed | biphasic_balanced | cathodic | bipolar | Current | 1200000 | none | 500 | 50 | 0 | 6000 | 7500 | 3000 | 250 | 500 | 100 | 32400 | 0 | 32400 | 4 | 36 | 1620000 | 6480000 | 4.9 | 19.4 | 1
Pudenz1975 | Cat | Central | Perieto-occipital cortex | Disc | subdural | Pt | Mixed | biphasic_balanced | cathodic | bipolar | Current | 1100000 | none | 500 | 50 | 0 | 6000 | 7500 | 3000 | 300 | 545.5 | 100 | 32400 | 0 | 32400 | 4 | 36 | 1620000 | 6480000 | 4.9 | 19.4 | 1
Pudenz1975 | Cat | Central | Perieto-occipital cortex | Disc | subdural | Pt | Mixed | biphasic_balanced | cathodic | bipolar | Current | 1100000 | none | 100 | 50 | 0 | 3000 | 3750 | 300 | 30 | 272.7 | 100 | 32400 | 0 | 32400 | 4 | 36 | 1620000 | 6480000 | 0.5 | 1.9 | 0
Pudenz1975 | Cat | Central | Perieto-occipital cortex | Disc | subdural | Pt | Mixed | biphasic_balanced | cathodic | bipolar | Current | 1100000 | none | 150 | 50 | 0 | 3000 | 3750 | 450 | 45 | 272.7 | 100 | 32400 | 0 | 32400 | 4 | 36 | 1620000 | 6480000 | 0.7 | 2.9 | 1
Pudenz1975 | Cat | Central | Perieto-occipital cortex | Disc | subdural | Pt | Mixed | biphasic_balanced | cathodic | bipolar | Current | 1100000 | none | 250 | 50 | 0 | 3000 | 3750 | 750 | 75 | 272.7 | 100 | 32400 | 0 | 32400 | 4 | 36 | 1620000 | 6480000 | 1.2 | 4.9 | 1
Pudenz1975 | Cat | Central | Perieto-occipital cortex | Disc | subdural | Pt | Mixed | biphasic_balanced | cathodic | bipolar | Current | 1100000 | none | 400 | 50 | 0 | 3000 | 3750 | 1200 | 120 | 272.7 | 100 | 32400 | 0 | 32400 | 4 | 36 | 1620000 | 6480000 | 1.9 | 7.8 | 1
Pudenz1975 | Cat | Central | Perieto-occipital cortex | Disc | subdural | Pt | Mixed | biphasic_balanced | cathodic | bipolar | Current | 1100000 | none | 633 | 50 | 0 | 3000 | 3750 | 1900 | 190 | 272.7 | 100 | 32400 | 0 | 32400 | 4 | 36 | 1620000 | 6480000 | 3.1 | 12.3 | 1
Pudenz1975 | Cat | Central | Perieto-occipital cortex | Disc | subdural | Pt | Mixed | biphasic_balanced | cathodic | bipolar | Current | 1100000 | none | 1000 | 50 | 0 | 3000 | 3750 | 3000 | 300 | 272.7 | 100 | 32400 | 0 | 32400 | 4 | 36 | 1620000 | 6480000 | 4.9 | 19.4 | 1
Pudenz1975 | Cat | Central | Perieto-occipital cortex | Disc | subdural | Pt | Mixed | biphasic_balanced | cathodic | bipolar | Current | 1200000 | none | 500 | 10 | 0 | 6000 | 7500 | 3000 | 250 | 500 | 100 | 32400 | 0 | 32400 | 4 | 36 | 324000 | 1296000 | 1 | 3.9 | 1
Pudenz1975 | Cat | Central | Perieto-occipital cortex | Disc | subdural | Pt | Mixed | biphasic_balanced | cathodic | bipolar | Current | 1200000 | none | 500 | 25 | 0 | 6000 | 7500 | 3000 | 250 | 500 | 100 | 32400 | 0 | 32400 | 4 | 36 | 810000 | 3240000 | 2.4 | 9.7 | 1
Pudenz1975 | Cat | Central | Perieto-occipital cortex | Disc | subdural | Pt | Mixed | biphasic_balanced | cathodic | bipolar | Current | 1200000 | none | 500 | 50 | 0 | 6000 | 7500 | 3000 | 250 | 500 | 100 | 32400 | 0 | 32400 | 4 | 36 | 1620000 | 6480000 | 4.9 | 19.4 | 1
Pudenz1975 | Cat | Central | Perieto-occipital cortex | Disc | subdural | Pt | Mixed | biphasic_balanced | cathodic | bipolar | Current | 1200000 | none | 500 | 100 | 0 | 6000 | 7500 | 3000 | 250 | 500 | 100 | 32400 | 0 | 32400 | 4 | 36 | 3240000 | 12960000 | 9.7 | 38.9 | 1
Schrader2006 | Human | Central | Temporo-parietal cortex | Disc | subdural | Pt | Mixed | biphasic_balanced | anodic | bipolar | Current | 7067138 | none | 500 | 1 | 0 | 4000 | 5000 | 2000 | 28.3 | 56.6 | 67 | 1800 | 600 | 7200 | 7 | 14 | 3600 | 25200 | 0 | 0.1 | 0
Schrader2006 | Human | Central | Temporo-parietal cortex | Disc | subdural | Pt | Mixed | biphasic_balanced | cathodic | bipolar | Current | 7067138 | none | 500 | 1 | 0 | 4000 | 5000 | 2000 | 28.3 | 56.6 | 67 | 1800 | 600 | 7200 | 7 | 14 | 3600 | 25200 | 0 | 0.1 | 0
Abejon2007 | Human | Central | Spinal cord | Ring | epidural | PtIr | Mixed | biphasic_balanced | cathodic | bipolar | Current | 13194690 | none | 275 | 50 | 0 | 5400 | 6750 | 1485 | 11.3 | 40.9 | 33 | 7200 | 14400 | 28800 | 550 | 4399 | 1440576 | 792172742 | 2.1 | 1176.4 | 0
Abejon2007 | Human | Central | Spinal cord | Ring | epidural | PtIr | Mixed | biphasic_balanced | cathodic | bipolar | Current | 10000000 | none | 275 | 50 | 0 | 5400 | 6750 | 1485 | 14.9 | 54 | 33 | 7200 | 14400 | 28800 | 550 | 4399 | 1440576 | 792172742 | 2.1 | 1176.4 | 0
VNS1995 | Human | Peripheral | Vagus nerve | Helical | epineural | Pt | Mixed | biphasic_balanced | anodic | bipolar | Current | 10000000 | none | 500 | 50 | 0 | 3000 | 3750 | 1500 | 15 | 30 | 23 | 90 | 300 | 19938 | 98 | 543 | 996923 | 97698462 | 1.5 | 146.5 | 0
VNS1995 | Human | Peripheral | Vagus nerve | Helical | epineural | Pt | Mixed | biphasic_balanced | anodic | bipolar | Current | 10000000 | none | 500 | 50 | 0 | 250 | 313 | 125 | 1.3 | 2.5 | 23 | 90 | 300 | 19938 | 98 | 543 | 996923 | 97698462 | 0.1 | 12.2 | 0
VNS1995 | Human | Peripheral | Vagus nerve | Helical | epineural | Pt | Mixed | biphasic_balanced | anodic | bipolar | Current | 10000000 | none | 130 | 2 | 0 | 2750 | 3438 | 357.5 | 3.6 | 27.5 | 1 | 30 | 3600 | 714 | 98 | 19 | 1428 | 139954 | 0 | 0.1 | 0
VNS1995 | Human | Peripheral | Vagus nerve | Helical | epineural | Pt | Mixed | biphasic_balanced | anodic | bipolar | Current | 10000000 | none | 130 | 2 | 0 | 250 | 313 | 32.5 | 0.3 | 2.5 | 1 | 30 | 3600 | 714 | 98 | 19 | 1428 | 139954 | 0 | 0 | 0
Kinoshita2004 | Human | Central | Cortex | Disc | subdural | PtIr | Mixed | biphasic_balanced | unspecified | bipolar | Current | 7070000 | none | 300 | 50 | 0 | 1000 | 1250 | 300 | 4.2 | 14.1 | 2 | 1 | 43 | 2400 | 1 | 1 | 120000 | 120000 | 0 | 0 | 0
Kinoshita2004 | Human | Central | Cortex | Disc | subdural | PtIr | Mixed | biphasic_balanced | unspecified | bipolar | Current | 7070000 | none | 300 | 50 | 0 | 7000 | 8750 | 2100 | 29.7 | 99 | 10 | 5 | 43 | 2400 | 1 | 1 | 120000 | 120000 | 0.3 | 0.3 | 0
Kinoshita2004 | Human | Central | Cortex | Disc | subdural | PtIr | Mixed | biphasic_balanced | unspecified | bipolar | Current | 7070000 | none | 300 | 1 | 0 | 7000 | 8750 | 2100 | 29.7 | 99 | 100 | 900 | 0 | 2400 | 1 | 1 | 2160 | 2160 | 0 | 0 | 0
Peyron2007 | Human | Central | Primary motor cortex | Disc | epidural | Pt | Mixed | biphasic_balanced | unspecified | quadripolar | Voltage | 12600000 | none | 180 | 35 | 0 | 2500 | 3125 | 360 | 2.9 | 19.8 | 20 | 1800 | 7200 | 17280 | 126 | 605 | 604800 | 76204800 | 0.2 | 27.4 | 0
Herzog2003 | Human | Central | Subthalamic nucleus | Ring | depth | PtIr | Mixed | biphasic_balanced | unspecified | monopolar | Voltage | 6000000 | none | 66 | 137 | 0 | 2636 | 2900 | 174 | 2.9 | 43.9 | 98 | 84600 | 1800 | 84600 | 720 | 16920 | 11590200 | 8344944000 | 2 | 1452 | 0
Caparros-Lefebvre1994 | Human | Central | Ventral Intermediate nucleous | Ring | depth | PtIr | Mixed | biphasic_balanced | unspecified | monopolar | Voltage | 14300000 | none | 150 | 130 | 0 | 1364 | 1500 | 204.5 | 1.4 | 9.5 | 67 | 57600 | 28800 | 57600 | 1278 | 20440 | 7488000 | 9565920000 | 1.5 | 1956.7 | 1
Haberler2000 | Human | Central | Ventral Intermediate nucleous | Ring | depth | PtIr | Mixed | biphasic_balanced | unspecified | quadripolar | Voltage | 18480000 | none | 60 | 130 | 0 | 2545 | 2800 | 152.7 | 0.8 | 13.8 | 100 | 86400 | 0 | 86400 | 2100 | 50400 | 11232000 | 23587200000 | 1.7 | 3602.4 | 0
Haberler2000 | Human | Central | Ventral Intermediate nucleous | Ring | depth | PtIr | Mixed | biphasic_balanced | unspecified | quadripolar | Voltage | 18480000 | none | 120 | 170 | 0 | 2636 | 2900 | 316.4 | 1.7 | 14.3 | 100 | 86400 | 0 | 86400 | 1470 | 35280 | 14688000 | 21591360000 | 4.6 | 6830.7 | 0
Haberler2000 | Human | Central | Ventral Intermediate nucleous | Ring | depth | PtIr | Mixed | biphasic_balanced | unspecified | quadripolar | Voltage | 18480000 | none | 60 | 130 | 0 | 3455 | 3800 | 207.3 | 1.1 | 18.7 | 100 | 86400 | 0 | 86400 | 1620 | 38880 | 11232000 | 18195840000 | 2.3 | 3771.5 | 1
Haberler2000 | Human | Central | Ventral Intermediate nucleous | Ring | depth | PtIr | Mixed | biphasic_balanced | unspecified | quadripolar | Voltage | 18480000 | none | 60 | 160 | 0 | 4000 | 4400 | 240 | 1.3 | 21.6 | 100 | 86400 | 0 | 86400 | 1350 | 32400 | 13824000 | 18662400000 | 3.3 | 4479 | 1
Haberler2000 | Human | Central | Ventral Intermediate nucleous | Ring | depth | PtIr | Mixed | biphasic_balanced | unspecified | quadripolar | Voltage | 18480000 | none | 60 | 185 | 0 | 909 | 1000 | 54.5 | 0.3 | 4.9 | 100 | 86400 | 0 | 86400 | 1350 | 32400 | 15984000 | 21578400000 | 0.9 | 1177 | 1
Haberler2000 | Human | Central | Ventral Intermediate nucleous | Ring | depth | PtIr | Mixed | biphasic_balanced | unspecified | quadripolar | Voltage | 18480000 | none | 60 | 185 | 0 | 1182 | 1300 | 70.9 | 0.4 | 6.4 | 100 | 86400 | 0 | 86400 | 1350 | 32400 | 15984000 | 21578400000 | 1.1 | 1530.1 | 0
Haberler2000 | Human | Central | Ventral Intermediate nucleous | Ring | depth | PtIr | Mixed | biphasic_balanced | unspecified | quadripolar | Voltage | 18480000 | none | 60 | 130 | 0 | 3182 | 3500 | 190.9 | 1 | 17.2 | 100 | 86400 | 0 | 86400 | 630 | 15120 | 11232000 | 7076160000 | 2.1 | 1350.9 | 0
Haberler2000 | Human | Central | Ventral Intermediate nucleous | Ring | depth | PtIr | Mixed | biphasic_balanced | unspecified | quadripolar | Voltage | 18480000 | none | 60 | 170 | 0 | 3273 | 3600 | 196.4 | 1.1 | 17.7 | 100 | 86400 | 0 | 86400 | 450 | 10800 | 14688000 | 6609600000 | 2.9 | 1297.9 | 0
Haberler2000 | Human | Central | Ventral Intermediate nucleous | Ring | depth | PtIr | Mixed | biphasic_balanced | unspecified | quadripolar | Voltage | 18480000 | none | 90 | 135 | 0 | 2818 | 3100 | 253.6 | 1.4 | 15.2 | 100 | 86400 | 0 | 86400 | 450 | 10800 | 11664000 | 5248800000 | 3 | 1331.3 | 1
Haberler2000 | Human | Central | Subthalamic nucleus | Ring | depth | PtIr | Mixed | biphasic_balanced | unspecified | quadripolar | Voltage | 18480000 | none | 90 | 130 | 0 | 2273 | 2500 | 204.5 | 1.1 | 12.3 | 100 | 86400 | 0 | 86400 | 90 | 2160 | 11232000 | 1010880000 | 2.3 | 206.8 | 0
Haberler2000 | Human | Central | Subthalamic nucleus | Ring | depth | PtIr | Mixed | biphasic_balanced | unspecified | quadripolar | Voltage | 18480000 | none | 90 | 130 | 0 | 1818 | 2000 | 163.6 | 0.9 | 9.8 | 100 | 86400 | 0 | 86400 | 90 | 2160 | 11232000 | 1010880000 | 1.8 | 165.4 | 0
Haberler2000 | Human | Central | Subthalamic nucleus | Ring | depth | PtIr | Mixed | biphasic_balanced | unspecified | quadripolar | Voltage | 18480000 | none | 74 | 150 | 0 | 2554 | 2809 | 188 | 1 | 13.8 | 1 | 1255 | 85145 | 1255 | 2 | 1 | 188814 | 377629 | 0 | 0.1 | 0
Burbaud2002 | Human | Central | Ventralis oralis posterior Thalamus | Ring | depth | PtIr | Mixed | biphasic_balanced | unspecified | monopolar | Voltage | 18480000 | none | 90 | 160 | 0 | 1818 | 2000 | 163.6 | 0.9 | 9.8 | 100 | 86400 | 0 | 86400 | 730 | 17520 | 13824000 | 10091520000 | 2.3 | 1651.3 | 1
DeBalthasar2008 | Human | Central | Retina | Disc | epiretinal | Pt | Mixed | biphasic_balanced | cathodic | monopolar | Current | 212372 | none | 975 | 1 | 0 | 902 | 1128 | 879.5 | 414.1 | 424.7 | 0 | 0 | 86400 | 0 | 310 | 0 | 0 | 36 | 0 | 0 | 0
DeBalthasar2008 | Human | Central | Retina | Disc | epiretinal | Pt | Mixed | biphasic_balanced | cathodic | monopolar | Current | 212372 | none | 975 | 1 | 0 | 404 | 505 | 393.9 | 185.5 | 190.2 | 0 | 0 | 86400 | 0 | 371 | 0 | 0 | 43 | 0 | 0 | 0
DeBalthasar2008 | Human | Central | Retina | Disc | epiretinal | Pt | Mixed | biphasic_balanced | cathodic | monopolar | Current | 53093 | none | 975 | 1 | 0 | 100 | 125 | 97.5 | 183.6 | 188.3 | 0 | 0 | 86400 | 0 | 238 | 0 | 0 | 28 | 0 | 0 | 0
DeBalthasar2008 | Human | Central | Retina | Disc | epiretinal | Pt | Mixed | biphasic_balanced | cathodic | monopolar | Current | 53093 | none | 975 | 1 | 0 | 233 | 291 | 227.2 | 427.9 | 438.9 | 0 | 0 | 86400 | 0 | 44 | 0 | 0 | 5 | 0 | 0 | 0
DeBalthasar2008 | Human | Central | Retina | Disc | epiretinal | Pt | Mixed | biphasic_balanced | cathodic | monopolar | Current | 53093 | none | 975 | 1 | 0 | 30 | 38 | 29.5 | 55.6 | 57.1 | 0 | 0 | 86400 | 0 | 187 | 0 | 0 | 22 | 0 | 0 | 0
DeBalthasar2008 | Human | Central | Retina | Disc | epiretinal | Pt | Mixed | biphasic_balanced | cathodic | monopolar | Current | 53093 | none | 975 | 1 | 0 | 41 | 51 | 39.9 | 75.1 | 77 | 0 | 0 | 86400 | 0 | 177 | 0 | 0 | 21 | 0 | 0 | 0
Mahadevappa2005 | Human | Central | Retina | Disc | epiretinal | Pt | Mixed | biphasic_balanced | cathodic | monopolar | Current | 196349 | none | 975 | 1 | 0 | 702 | 878 | 684.5 | 348.6 | 357.5 | 0 | 0 | 86400 | 0 | 156 | 0 | 0 | 18 | 0 | 0 | 0
Mahadevappa2005 | Human | Central | Retina | Disc | epiretinal | Pt | Mixed | biphasic_balanced | cathodic | monopolar | Current | 196349 | none | 975 | 1 | 0 | 79 | 99 | 77 | 39.2 | 40.2 | 0 | 0 | 86400 | 0 | 130 | 0 | 0 | 15 | 0 | 0 | 0
Mahadevappa2005 | Human | Central | Retina | Disc | epiretinal | Pt | Mixed | biphasic_balanced | cathodic | monopolar | Current | 49087 | none | 975 | 1 | 0 | 143 | 179 | 139.4 | 284 | 291.3 | 0 | 0 | 86400 | 0 | 60 | 0 | 0 | 7 | 0 | 0 | 0
Veraart1998 | Human | Peripheral | Optic Nerve | Helical | epineural | Pt | Mixed | biphasic_balanced | unspecified | monopolar | Current | 200000 | none | 25 | 50 | 0 | 12000 | 15000 | 300 | 150 | 6000 | 100 | 10800 | 75600 | 10800 | 118 | 354 | 540000 | 63720000 | 0.2 | 19.1 | 0
Veraart1998 | Human | Peripheral | Optic Nerve | Helical | epineural | Pt | Mixed | biphasic_balanced | unspecified | bipolar | Current | 200000 | none | 25 | 50 | 0 | 8000 | 10000 | 200 | 150 | 4000 | 100 | 10800 | 75600 | 10800 | 118 | 354 | 540000 | 63720000 | 0.1 | 12.7 | 0
Fujikado2011 | Human | Central | Retina | Disc | epiretinal | Pt | Mixed | biphasic_balanced | cathodic | monopolar | Current | 196349 | none | 500 | 20 | 0 | 558 | 698 | 279 | 142.1 | 284.2 | 2 | 1 | 60 | 5 | 28 | 0 | 100 | 2800 | 0 | 0 | 0
Fujikado2011 | Human | Central | Retina | Disc | epiretinal | Pt | Mixed | biphasic_balanced | cathodic | monopolar | Current | 196349 | none | 500 | 20 | 0 | 825 | 1031 | 412.5 | 210.1 | 420.2 | 2 | 1 | 60 | 5 | 28 | 0 | 100 | 2800 | 0 | 0 | 0
McCreery1994 | Cat | Central | Posteroventral cochlear nucleus | Microwire | depth | AIROF | Mostly-faradaiac | biphasic_balanced | cathodic | monopolar | Current | 200 | 0.5 | 150 | 500 | 0 | 30 | 38 | 4.5 | 2250 | 15000 | 100 | 25200 | 0 | 25200 | 1 | 7 | 12600000 | 12600000 | 0.1 | 0.1 | 0
McCreery1994 | Cat | Central | Posteroventral cochlear nucleus | Microwire | depth | AIROF | Mostly-faradaiac | biphasic_balanced | cathodic | monopolar | Current | 500 | 0.5 | 150 | 500 | 0 | 50 | 63 | 7.5 | 1500 | 10000 | 100 | 25200 | 0 | 25200 | 1 | 7 | 12600000 | 12600000 | 0.1 | 0.1 | 1
McCreery1994 | Cat | Central | Posteroventral cochlear nucleus | Microwire | depth | AIROF | Mostly-faradaiac | biphasic_balanced | cathodic | monopolar | Current | 500 | 0.5 | 50 | 500 | 0 | 20 | 25 | 1 | 200 | 4000 | 100 | 25200 | 0 | 25200 | 1 | 7 | 12600000 | 12600000 | 0 | 0 | 0
McCreery1994 | Cat | Central | Posteroventral cochlear nucleus | Microwire | depth | AIROF | Mostly-faradaiac | biphasic_balanced | cathodic | monopolar | Current | 500 | 0.5 | 50 | 500 | 0 | 55 | 69 | 2.7 | 537.5 | 11000 | 100 | 25200 | 0 | 25200 | 1 | 7 | 12600000 | 12600000 | 0 | 0 | 0
McCreery1994 | Cat | Central | Posteroventral cochlear nucleus | Microwire | depth | AIROF | Mostly-faradaiac | biphasic_balanced | cathodic | monopolar | Current | 500 | 0.5 | 50 | 500 | 0 | 60 | 75 | 3 | 600 | 12000 | 100 | 25200 | 0 | 25200 | 1 | 7 | 12600000 | 12600000 | 0 | 0 | 1
McCreery1994 | Cat | Central | Posteroventral cochlear nucleus | Microwire | depth | AIROF | Mostly-faradaiac | biphasic_balanced | cathodic | monopolar | Current | 500 | 0.5 | 50 | 500 | 0 | 160 | 200 | 8 | 1600 | 32000 | 100 | 25200 | 0 | 25200 | 1 | 7 | 12600000 | 12600000 | 0.1 | 0.1 | 1
McCreery1994 | Cat | Central | Posteroventral cochlear nucleus | Microwire | depth | AIROF | Mostly-faradaiac | biphasic_balanced | cathodic | monopolar | Current | 500 | 0.5 | 75 | 500 | 0 | 60 | 75 | 3 | 600 | 12000 | 100 | 25200 | 0 | 25200 | 1 | 7 | 12600000 | 12600000 | 0 | 0 | 0
McCreery1994 | Cat | Central | Posteroventral cochlear nucleus | Microwire | depth | AIROF | Mostly-faradaiac | biphasic_balanced | cathodic | monopolar | Current | 500 | 0.5 | 150 | 500 | 0 | 20 | 25 | 3 | 600 | 4000 | 100 | 25200 | 0 | 25200 | 1 | 7 | 12600000 | 12600000 | 0 | 0 | 0
McCreery1994 | Cat | Central | Posteroventral cochlear nucleus | Microwire | depth | AIROF | Mostly-faradaiac | biphasic_balanced | cathodic | monopolar | Current | 500 | 0.5 | 150 | 500 | 0 | 30 | 38 | 4.5 | 900 | 6000 | 100 | 25200 | 0 | 25200 | 1 | 7 | 12600000 | 12600000 | 0.1 | 0.1 | 0
McCreery1994 | Cat | Central | Posteroventral cochlear nucleus | Microwire | depth | AIROF | Mostly-faradaiac | biphasic_balanced | cathodic | monopolar | Current | 500 | 0.5 | 150 | 500 | 0 | 50 | 63 | 7.4 | 1487.5 | 10000 | 100 | 25200 | 0 | 25200 | 1 | 7 | 12600000 | 12600000 | 0.1 | 0.1 | 1
McCreery1994 | Cat | Central | Posteroventral cochlear nucleus | Microwire | depth | AIROF | Mostly-faradaiac | biphasic_balanced | cathodic | monopolar | Current | 500 | 0.5 | 150 | 500 | 0 | 66 | 83 | 10 | 2000 | 13200 | 100 | 25200 | 0 | 25200 | 1 | 7 | 12600000 | 12600000 | 0.1 | 0.1 | 1
McCreery1994 | Cat | Central | Posteroventral cochlear nucleus | Microwire | depth | AIROF | Mostly-faradaiac | biphasic_balanced | cathodic | monopolar | Current | 2000 | 0.5 | 150 | 500 | 0 | 20 | 25 | 3 | 150 | 1000 | 100 | 25200 | 0 | 25200 | 1 | 7 | 12600000 | 12600000 | 0 | 0 | 1
McCreery1994 | Cat | Central | Posteroventral cochlear nucleus | Microwire | depth | AIROF | Mostly-faradaiac | biphasic_balanced | cathodic | monopolar | Current | 2000 | 0.5 | 150 | 500 | 0 | 30 | 38 | 4.5 | 225 | 1500 | 100 | 25200 | 0 | 25200 | 1 | 7 | 12600000 | 12600000 | 0.1 | 0.1 | 1
McCreery1994 | Cat | Central | Posteroventral cochlear nucleus | Microwire | depth | AIROF | Mostly-faradaiac | biphasic_balanced | cathodic | monopolar | Current | 2000 | 0.5 | 150 | 500 | 0 | 40 | 50 | 6 | 300 | 2000 | 100 | 25200 | 0 | 25200 | 1 | 7 | 12600000 | 12600000 | 0.1 | 0.1 | 1
McCreery1994 | Cat | Central | Posteroventral cochlear nucleus | Microwire | depth | AIROF | Mostly-faradaiac | biphasic_balanced | cathodic | monopolar | Current | 2000 | 0.5 | 150 | 500 | 0 | 50 | 63 | 8 | 400 | 2500 | 100 | 25200 | 0 | 25200 | 1 | 7 | 12600000 | 12600000 | 0.1 | 0.1 | 1
McCreery1994 | Cat | Central | Posteroventral cochlear nucleus | Microwire | depth | AIROF | Mostly-faradaiac | biphasic_balanced | cathodic | monopolar | Current | 2000 | 0.5 | 150 | 500 | 0 | 66 | 83 | 10 | 500 | 3300 | 100 | 25200 | 0 | 25200 | 1 | 7 | 12600000 | 12600000 | 0.1 | 0.1 | 1
McCreery1992 | Cat | Central | Cochlear nucleus | Microwire | depth | AIROF | Mostly-faradaiac | biphasic_balanced | cathodic | monopolar | Current | 300 | 0.6 | 150 | 200 | 0 | 12 | 15 | 1.8 | 600 | 4000 | 100 | 14400 | 0 | 14400 | 1 | 4 | 2880000 | 2880000 | 0 | 0 | 0
McCreery1992 | Cat | Central | Cochlear nucleus | Microwire | depth | AIROF | Mostly-faradaiac | biphasic_balanced | cathodic | monopolar | Current | 300 | 0.6 | 150 | 200 | 0 | 24 | 30 | 3.6 | 1200 | 8000 | 100 | 14400 | 0 | 14400 | 1 | 4 | 2880000 | 2880000 | 0 | 0 | 0
McCreery2000 | Cat | Central | Posteroventral cochlear nucleus | Microwire | depth | AIROF | Mostly-faradaiac | biphasic_balanced | cathodic | monopolar | Current | 1000 | none | 150 | 250 | 0 | 20 | 25 | 3 | 300 | 2000 | 50 | 15 | 15 | 12600 | 21 | 74 | 3150000 | 66150000 | 0 | 0.2 | 0
McCreery2000 | Cat | Central | Posteroventral cochlear nucleus | Microwire | depth | AIROF | Mostly-faradaiac | biphasic_balanced | cathodic | monopolar | Current | 1000 | none | 150 | 250 | 0 | 32 | 40 | 4.8 | 480 | 3200 | 50 | 15 | 15 | 12600 | 21 | 74 | 3150000 | 66150000 | 0 | 0.3 | 0
McCreery2000 | Cat | Central | Posteroventral cochlear nucleus | Microwire | depth | AIROF | Mostly-faradaiac | biphasic_balanced | cathodic | monopolar | Current | 1000 | none | 40 | 250 | 0 | 48 | 60 | 1.9 | 192 | 4800 | 50 | 15 | 15 | 12600 | 21 | 74 | 3150000 | 66150000 | 0 | 0.1 | 0
McCreery2000 | Cat | Central | Posteroventral cochlear nucleus | Microwire | depth | AIROF | Mostly-faradaiac | biphasic_balanced | cathodic | monopolar | Current | 1000 | none | 40 | 250 | 0 | 63 | 79 | 2.5 | 252 | 6300 | 50 | 15 | 15 | 12600 | 21 | 74 | 3150000 | 66150000 | 0 | 0.2 | 1
McCreery2010 | Cat | Central | Sensorimotor cortex | Microwire | depth | AIROF | Mostly-faradaiac | biphasic_balanced | cathodic | monopolar | Current | 2000 | 0.6 | 200 | 50 | 0 | 10 | 13 | 2 | 100 | 500 | 100 | 28800 | 0 | 28800 | 21 | 168 | 1440000 | 30240000 | 0 | 0.1 | 0
McCreery2010 | Cat | Central | Sensorimotor cortex | Microwire | depth | AIROF | Mostly-faradaiac | biphasic_balanced | cathodic | monopolar | Current | 2000 | 0.6 | 200 | 50 | 0 | 20 | 25 | 4 | 200 | 1000 | 100 | 28800 | 0 | 28800 | 30 | 240 | 1440000 | 43200000 | 0 | 0.2 | 1
McCreery2010 | Cat | Central | Sensorimotor cortex | Microwire | depth | AIROF | Mostly-faradaiac | biphasic_balanced | cathodic | monopolar | Current | 2000 | 0.6 | 200 | 50 | 0 | 20 | 25 | 4 | 200 | 1000 | 50 | 1 | 1 | 14400 | 30 | 120 | 720000 | 21600000 | 0 | 0.1 | 1
McCreery2006 | Cat | Central | Subthalamic nucleus | Microwire | depth | AIROF | Mostly-faradaiac | biphasic_balanced | cathodic | monopolar | Current | 500 | none | 150 | 100 | 0 | 27 | 33 | 4 | 800 | 5300 | 100 | 25200 | 0 | 25200 | 5 | 35 | 2520000 | 12600000 | 0 | 0.1 | 1
McCreery2006 | Cat | Central | Subthalamic nucleus | Microwire | depth | AIROF | Mostly-faradaiac | biphasic_balanced | cathodic | monopolar | Current | 1000 | none | 150 | 100 | 0 | 27 | 33 | 4 | 400 | 2650 | 100 | 25200 | 0 | 25200 | 5 | 35 | 2520000 | 12600000 | 0 | 0.1 | 0
McCreery2006 | Cat | Central | Subthalamic nucleus | Microwire | depth | AIROF | Mostly-faradaiac | biphasic_balanced | cathodic | monopolar | Current | 2000 | none | 150 | 100 | 0 | 27 | 33 | 4 | 200 | 1325 | 100 | 25200 | 0 | 25200 | 5 | 35 | 2520000 | 12600000 | 0 | 0.1 | 0
McCreery1997 | Cat | Central | Cochlear nucleus | Microwire | depth | AIROF | Mostly-faradaiac | biphasic_balanced | cathodic | monopolar | Current | 500 | 0.4 | 150 | 500 | 0 | 20 | 25 | 3 | 600 | 4000 | 100 | 25200 | 0 | 25200 | 1 | 7 | 12600000 | 12600000 | 0 | 0 | 1
McCreery1997 | Cat | Central | Cochlear nucleus | Microwire | depth | AIROF | Mostly-faradaiac | biphasic_balanced | cathodic | monopolar | Current | 500 | 0.4 | 150 | 500 | 0 | 20 | 25 | 3 | 600 | 4000 | 100 | 25200 | 0 | 25200 | 6 | 42 | 12600000 | 75600000 | 0 | 0.2 | 1
McCreery1997 | Cat | Central | Cochlear nucleus | Microwire | depth | AIROF | Mostly-faradaiac | biphasic_balanced | cathodic | monopolar | Current | 500 | 0.4 | 150 | 500 | 0 | 20 | 25 | 3 | 600 | 4000 | 25 | 15 | 45 | 6300 | 1 | 2 | 3150000 | 3150000 | 0 | 0 | 0
McCreery1997 | Cat | Central | Cochlear nucleus | Microwire | depth | AIROF | Mostly-faradaiac | biphasic_balanced | cathodic | monopolar | Current | 500 | 0.4 | 150 | 500 | 0 | 20 | 25 | 3 | 600 | 4000 | 25 | 15 | 45 | 6300 | 6 | 11 | 3150000 | 18900000 | 0 | 0.1 | 0
McCreery1997 | Cat | Central | Cochlear nucleus | Microwire | depth | AIROF | Mostly-faradaiac | biphasic_balanced | cathodic | monopolar | Current | 500 | 0.4 | 150 | 250 | 0 | 20 | 25 | 3 | 600 | 4000 | 50 | 15 | 15 | 12600 | 6 | 21 | 3150000 | 18900000 | 0 | 0.1 | 0
McCreery1997 | Cat | Central | Cochlear nucleus | Microwire | depth | AIROF | Mostly-faradaiac | biphasic_balanced | cathodic | monopolar | Current | 500 | 0.4 | 150 | 100 | 0 | 20 | 25 | 3 | 600 | 4000 | 100 | 25200 | 0 | 25200 | 6 | 42 | 2520000 | 15120000 | 0 | 0 | 0
McCreery1986 | Cat | Central | Motor Cortex | Microwire | depth | PtIr | Mixed | biphasic_balanced | cathodic | monopolar | Current | 2000 | 0.5 | 200 | 20 | 0 | 20 | 25 | 4 | 200 | 1000 | 100 | 86400 | 0 | 86400 | 1 | 24 | 1728000 | 1728000 | 0 | 0 | 0
McCreery1986 | Cat | Central | Motor Cortex | Microwire | depth | PtIr | Mixed | biphasic_balanced | cathodic | monopolar | Current | 2000 | 0.5 | 200 | 20 | 0 | 40 | 50 | 8 | 400 | 2000 | 100 | 86400 | 0 | 86400 | 1 | 24 | 1728000 | 1728000 | 0 | 0 | 0
McCreery1986 | Cat | Central | Motor Cortex | Microwire | depth | PtIr | Mixed | biphasic_balanced | cathodic | monopolar | Current | 2000 | 0.5 | 200 | 20 | 0 | 80 | 100 | 16 | 800 | 4000 | 100 | 86400 | 0 | 86400 | 1 | 24 | 1728000 | 1728000 | 0 | 0 | 0
McCreery1986 | Cat | Central | Motor Cortex | Microwire | depth | AIROF | Mostly-faradaiac | biphasic_balanced | cathodic | monopolar | Current | 2000 | 0.5 | 200 | 20 | 0 | 80 | 100 | 16 | 800 | 4000 | 100 | 86400 | 0 | 86400 | 1 | 24 | 1728000 | 1728000 | 0 | 0 | 0
McCreery1986 | Cat | Central | Motor Cortex | Microwire | depth | PtIr | Mixed | biphasic_balanced | cathodic | monopolar | Current | 2000 | 0.5 | 200 | 20 | 0 | 80 | 100 | 16 | 800 | 4000 | 100 | 82800 | 0 | 82800 | 6 | 138 | 1656000 | 9936000 | 0 | 0.2 | 1
McCreery1986 | Cat | Central | Motor Cortex | Microwire | depth | AIROF | Mostly-faradaiac | biphasic_balanced | cathodic | monopolar | Current | 2000 | 0.5 | 200 | 20 | 0 | 80 | 100 | 16 | 800 | 4000 | 100 | 82800 | 0 | 82800 | 7 | 161 | 1656000 | 11592000 | 0 | 0.2 | 1
McCreery1986 | Cat | Central | Motor Cortex | Microwire | depth | PtIr | Mixed | biphasic_balanced | cathodic | monopolar | Current | 2000 | 0.5 | 200 | 20 | 0 | 320 | 400 | 64 | 3200 | 16000 | 100 | 86400 | 0 | 86400 | 1 | 24 | 1728000 | 1728000 | 0.1 | 0.1 | 1
McCreery1986 | Cat | Central | Motor Cortex | Microwire | depth | AIROF | Mostly-faradaiac | biphasic_balanced | cathodic | monopolar | Current | 2000 | 0.5 | 200 | 20 | 0 | 320 | 400 | 64 | 3200 | 16000 | 100 | 86400 | 0 | 86400 | 1 | 24 | 1728000 | 1728000 | 0.1 | 0.1 | 1
Agnew1989 | Cat | Peripheral | Common peroneal nerve | Helical | epineural | Pt | Mixed | biphasic_balanced | cathodic | bipolar | Current | 6500000 | none | 100 | 50 | 400 | 465 | 581 | 46.5 | 0.7 | 7.2 | 100 | 57600 | 0 | 57600 | 1 | 16 | 2880000 | 2880000 | 0.1 | 0.1 | 1
Agnew1989 | Cat | Peripheral | Common peroneal nerve | Helical | epineural | Pt | Mixed | biphasic_balanced | cathodic | bipolar | Current | 6500000 | none | 100 | 50 | 400 | 1500 | 1875 | 150 | 2.3 | 23.1 | 100 | 57600 | 0 | 57600 | 1 | 16 | 2880000 | 2880000 | 0.4 | 0.4 | 1
Agnew1989 | Cat | Peripheral | Common peroneal nerve | Helical | epineural | Pt | Mixed | biphasic_balanced | cathodic | bipolar | Current | 6500000 | none | 100 | 100 | 400 | 1500 | 1875 | 150 | 2.3 | 23.1 | 100 | 57600 | 0 | 57600 | 1 | 16 | 5760000 | 5760000 | 0.9 | 0.9 | 0
Agnew1989 | Cat | Peripheral | Common peroneal nerve | Helical | epineural | Pt | Mixed | biphasic_balanced | cathodic | bipolar | Current | 6500000 | none | 100 | 100 | 400 | 2500 | 3125 | 250 | 3.8 | 38.5 | 100 | 57600 | 0 | 57600 | 1 | 16 | 5760000 | 5760000 | 1.4 | 1.4 | 1
Agnew1989 | Cat | Peripheral | Common peroneal nerve | Helical | epineural | Pt | Mixed | biphasic_balanced | cathodic | bipolar | Current | 6500000 | none | 100 | 100 | 400 | 2500 | 3125 | 250 | 3.8 | 38.5 | 100 | 57600 | 0 | 57600 | 1 | 16 | 5760000 | 5760000 | 1.4 | 1.4 | 0
Agnew1989 | Cat | Peripheral | Common peroneal nerve | Helical | epineural | Pt | Mixed | biphasic_balanced | cathodic | bipolar | Current | 6500000 | none | 100 | 50 | 400 | 2500 | 3125 | 250 | 3.8 | 38.5 | 100 | 57600 | 0 | 57600 | 1 | 16 | 2880000 | 2880000 | 0.7 | 0.7 | 1
Agnew1989 | Cat | Peripheral | Common peroneal nerve | Helical | epineural | Pt | Mixed | biphasic_balanced | cathodic | bipolar | Current | 6500000 | none | 100 | 50 | 400 | 2500 | 3125 | 250 | 3.8 | 38.5 | 100 | 57600 | 0 | 57600 | 1 | 16 | 2880000 | 2880000 | 0.7 | 0.7 | 1
Agnew1989 | Cat | Peripheral | Common peroneal nerve | Helical | epineural | Pt | Mixed | biphasic_balanced | cathodic | bipolar | Current | 6500000 | none | 100 | 50 | 400 | 2500 | 3125 | 250 | 3.8 | 38.5 | 100 | 57600 | 0 | 57600 | 1 | 16 | 2880000 | 2880000 | 0.7 | 0.7 | 1
Agnew1989 | Cat | Peripheral | Common peroneal nerve | Helical | epineural | Pt | Mixed | biphasic_balanced | cathodic | bipolar | Current | 6500000 | none | 100 | 50 | 400 | 2500 | 3125 | 250 | 3.8 | 38.5 | 100 | 14400 | 0 | 14400 | 1 | 4 | 720000 | 720000 | 0.2 | 0.2 | 0
Agnew1989 | Cat | Peripheral | Common peroneal nerve | Helical | epineural | Pt | Mixed | biphasic_balanced | cathodic | bipolar | Current | 6500000 | none | 100 | 50 | 400 | 2500 | 3125 | 250 | 3.8 | 38.5 | 100 | 28800 | 0 | 28800 | 1 | 8 | 1440000 | 1440000 | 0.4 | 0.4 | 1
Agnew1989 | Cat | Peripheral | Common peroneal nerve | Helical | epineural | Pt | Mixed | biphasic_balanced | cathodic | bipolar | Current | 6500000 | none | 100 | 20 | 400 | 2500 | 3125 | 250 | 3.8 | 38.5 | 100 | 28800 | 0 | 28800 | 1 | 8 | 576000 | 576000 | 0.1 | 0.1 | 0
Agnew1989 | Cat | Peripheral | Common peroneal nerve | Helical | epineural | Pt | Mixed | biphasic_balanced | cathodic | bipolar | Current | 6500000 | none | 100 | 20 | 400 | 2500 | 3125 | 250 | 3.8 | 38.5 | 100 | 57600 | 0 | 57600 | 1 | 16 | 1152000 | 1152000 | 0.3 | 0.3 | 0
Agnew1989 | Cat | Peripheral | Common peroneal nerve | Helical | epineural | Pt | Mixed | biphasic_balanced | cathodic | bipolar | Current | 6500000 | none | 100 | 50 | 400 | 2500 | 3125 | 250 | 3.8 | 38.5 | 50 | 5 | 5 | 28800 | 1 | 8 | 1440000 | 1440000 | 0.4 | 0.4 | 0
Agnew1990b | Cat | Peripheral | Common peroneal nerve | Helical | epineural | Pt | Mixed | biphasic_balanced | cathodic | bipolar | Current | 6500000 | none | 100 | 50 | 400 | 2500 | 3125 | 250 | 3.8 | 38.5 | 100 | 28800 | 0 | 28800 | 1 | 8 | 1440000 | 1440000 | 0.4 | 0.4 | 1
Agnew1990b | Cat | Peripheral | Common peroneal nerve | Helical | epineural | Pt | Mixed | biphasic_balanced | cathodic | bipolar | Current | 6500000 | none | 100 | 50 | 400 | 2500 | 3125 | 250 | 3.8 | 38.5 | 100 | 28800 | 0 | 28800 | 1 | 8 | 1440000 | 1440000 | 0.4 | 0.4 | 1
Agnew1990b | Cat | Peripheral | Common peroneal nerve | Helical | epineural | Pt | Mixed | biphasic_balanced | cathodic | bipolar | Current | 6500000 | none | 100 | 50 | 400 | 2500 | 3125 | 250 | 3.8 | 38.5 | 100 | 28800 | 0 | 28800 | 1 | 8 | 1440000 | 1440000 | 0.4 | 0.4 | 1
Agnew1990b | Cat | Peripheral | Common peroneal nerve | Helical | epineural | Pt | Mixed | biphasic_balanced | cathodic | bipolar | Current | 6500000 | none | 100 | 50 | 400 | 4000 | 5000 | 400 | 6.2 | 61.5 | 100 | 28800 | 0 | 28800 | 1 | 8 | 1440000 | 1440000 | 0.6 | 0.6 | 1
Agnew1990b | Cat | Peripheral | Sciatic nerve | Helical | epineural | Pt | Mixed | biphasic_balanced | cathodic | bipolar | Current | 6500000 | none | 100 | 50 | 400 | 2500 | 3125 | 250 | 3.8 | 38.5 | 100 | 28800 | 0 | 28800 | 1 | 8 | 1440000 | 1440000 | 0.4 | 0.4 | 0
Agnew1990b | Cat | Peripheral | Sciatic nerve | Helical | epineural | Pt | Mixed | biphasic_balanced | cathodic | bipolar | Current | 6500000 | none | 100 | 50 | 400 | 2500 | 3125 | 250 | 3.8 | 38.5 | 100 | 28800 | 0 | 28800 | 1 | 8 | 1440000 | 1440000 | 0.4 | 0.4 | 0
Agnew1990b | Cat | Peripheral | Sciatic nerve | Helical | epineural | Pt | Mixed | biphasic_balanced | cathodic | bipolar | Current | 6500000 | none | 100 | 50 | 400 | 2500 | 3125 | 250 | 3.8 | 38.5 | 100 | 28800 | 0 | 28800 | 1 | 8 | 1440000 | 1440000 | 0.4 | 0.4 | 0
Kim1983 | Dog | Peripheral | Phrenic nerve | Cuff | epineural | Pt | Mixed | biphasic_balanced | cathodic | bipolar | Current | 20000000 | none | 150 | 7 | 0 | 1500 | 1875 | 225 | 1.1 | 7.5 | 20 | 0 | 1 | 17492 | 196 | 952 | 122444 | 23999058 | 0 | 5.4 | 0
Kim1983 | Dog | Peripheral | Phrenic nerve | Cuff | epineural | Pt | Mixed | biphasic_balanced | cathodic | bipolar | Current | 20000000 | none | 150 | 22 | 0 | 1500 | 1875 | 225 | 1.1 | 7.5 | 20 | 0 | 1 | 17492 | 196 | 952 | 376079 | 73711391 | 0.1 | 16.6 | 0
Kim1983 | Dog | Peripheral | Phrenic nerve | Cuff | epineural | Pt | Mixed | biphasic_balanced | cathodic | bipolar | Current | 20000000 | none | 150 | 36 | 0 | 1500 | 1875 | 225 | 1.1 | 7.5 | 20 | 0 | 1 | 17492 | 196 | 952 | 629713 | 123423725 | 0.1 | 27.8 | 0
Xu1997 | Cat | Peripheral | Cochlea | Ring | epineural | Pt | Mixed | biphasic_balanced | cathodic | bipolar | Current | 430000 | none | 50 | 2000 | 7 | 980 | 1225 | 49 | 11.7 | 227.9 | 50 | 1 | 1 | 23172 | 71 | 457 | 46343662 | 3290400000 | 2.3 | 161.2 | 0
Xu1997 | Cat | Peripheral | Cochlea | Ring | epineural | Pt | Mixed | biphasic_balanced | cathodic | bipolar | Current | 430000 | none | 50 | 2000 | 7 | 950 | 1188 | 47.5 | 11.3 | 220.9 | 50 | 1 | 1 | 23172 | 71 | 457 | 46343662 | 3290400000 | 2.2 | 156.3 | 0
Xu1997 | Cat | Peripheral | Cochlea | Ring | epineural | Pt | Mixed | biphasic_balanced | cathodic | bipolar | Current | 430000 | none | 50 | 2000 | 7 | 400 | 500 | 20 | 4.8 | 93 | 50 | 1 | 1 | 51755 | 85 | 1222 | 103510588 | 8798400000 | 2.1 | 176 | 0
Xu1997 | Cat | Peripheral | Cochlea | Ring | epineural | Pt | Mixed | biphasic_balanced | cathodic | bipolar | Current | 430000 | none | 50 | 2000 | 7 | 500 | 625 | 25 | 6 | 116.3 | 50 | 1 | 1 | 51755 | 85 | 1222 | 103510588 | 8798400000 | 2.6 | 220 | 0
Xu1997 | Cat | Peripheral | Cochlea | Ring | epineural | Pt | Mixed | biphasic_balanced | cathodic | bipolar | Current | 430000 | none | 50 | 2000 | 7 | 600 | 750 | 30 | 7.1 | 139.5 | 50 | 1 | 1 | 57141 | 102 | 1619 | 114282353 | 11656800000 | 3.4 | 349.7 | 0
Xu1997 | Cat | Peripheral | Cochlea | Ring | epineural | Pt | Mixed | biphasic_balanced | cathodic | bipolar | Current | 430000 | none | 50 | 2000 | 7 | 1250 | 1563 | 62.5 | 14.9 | 290.7 | 50 | 1 | 1 | 57141 | 102 | 1619 | 114282353 | 11656800000 | 7.1 | 728.6 | 0
Xu1997 | Cat | Peripheral | Cochlea | Ring | epineural | Pt | Mixed | biphasic_balanced | cathodic | bipolar | Current | 430000 | none | 50 | 2000 | 7 | 500 | 625 | 25 | 6 | 116.3 | 50 | 1 | 1 | 55664 | 106 | 1639 | 111328302 | 11800800000 | 2.8 | 295 | 0
Xu1997 | Cat | Peripheral | Cochlea | Ring | epineural | Pt | Mixed | biphasic_balanced | cathodic | bipolar | Current | 430000 | none | 50 | 2000 | 7 | 690 | 863 | 34.5 | 8.2 | 160.5 | 50 | 1 | 1 | 57498 | 106 | 1693 | 114996226 | 12189600000 | 4 | 420.5 | 0
Xu1997 | Cat | Peripheral | Cochlea | Ring | epineural | Pt | Mixed | biphasic_balanced | cathodic | bipolar | Current | 430000 | none | 50 | 2000 | 7 | 600 | 750 | 30 | 7.1 | 139.5 | 50 | 1 | 1 | 57143 | 134 | 2127 | 114286567 | 15314400000 | 3.4 | 459.4 | 0
Xu1997 | Cat | Peripheral | Cochlea | Ring | epineural | Pt | Mixed | biphasic_balanced | cathodic | bipolar | Current | 430000 | none | 50 | 2000 | 7 | 980 | 1225 | 49 | 11.7 | 227.9 | 50 | 1 | 1 | 55892 | 137 | 2127 | 111783942 | 15314400000 | 5.5 | 750.4 | 0
Xu1997 | Cat | Peripheral | Cochlea | Ring | epineural | Pt | Mixed | biphasic_balanced | cathodic | bipolar | Current | 430000 | none | 50 | 2000 | 7 | 600 | 750 | 30 | 7.1 | 139.5 | 50 | 1 | 1 | 55217 | 139 | 2132 | 110434532 | 15350400000 | 3.3 | 460.5 | 1
Xu1997 | Cat | Peripheral | Cochlea | Ring | epineural | Pt | Mixed | biphasic_balanced | cathodic | bipolar | Current | 430000 | none | 50 | 2000 | 7 | 1000 | 1250 | 50 | 11.9 | 232.6 | 50 | 1 | 1 | 48794 | 139 | 1884 | 97588489 | 13564800000 | 4.9 | 678.2 | 1
Xu1997 | Cat | Peripheral | Cochlea | Ring | epineural | Pt | Mixed | biphasic_balanced | cathodic | bipolar | Current | 430000 | none | 50 | 2000 | 7 | 800 | 1000 | 40 | 9.5 | 186 | 50 | 1 | 1 | 36667 | 108 | 1100 | 73333333 | 7920000000 | 2.9 | 316.8 | 0
Xu1997 | Cat | Peripheral | Cochlea | Ring | epineural | Pt | Mixed | biphasic_balanced | cathodic | bipolar | Current | 430000 | none | 50 | 2000 | 7 | 950 | 1188 | 47.5 | 11.3 | 220.9 | 50 | 1 | 1 | 36667 | 108 | 1100 | 73333333 | 7920000000 | 3.5 | 376.2 | 0
Xu1997 | Cat | Peripheral | Cochlea | Ring | epineural | Pt | Mixed | biphasic_balanced | cathodic | monopolar | Current | 19630000 | none | 25 | 1000 | 7 | 600 | 750 | 15 | 3.6 | 3.1 | 50 | 1 | 1 | 35000 | 36 | 350 | 35000000 | 1260000000 | 0.5 | 18.9 | 1
Xu1997 | Cat | Peripheral | Cochlea | Ring | epineural | Pt | Mixed | biphasic_balanced | cathodic | monopolar | Current | 19630000 | none | 25 | 1000 | 7 | 500 | 625 | 12.5 | 3 | 2.5 | 50 | 1 | 1 | 35000 | 36 | 350 | 35000000 | 1260000000 | 0.4 | 15.8 | 1
Xu1997 | Cat | Peripheral | Cochlea | Ring | epineural | Pt | Mixed | biphasic_balanced | cathodic | monopolar | Current | 19630000 | none | 25 | 1000 | 7 | 600 | 750 | 15 | 3.6 | 3.1 | 50 | 1 | 1 | 35000 | 36 | 350 | 35000000 | 1260000000 | 0.5 | 18.9 | 1
Xu1997 | Cat | Peripheral | Cochlea | Ring | epineural | Pt | Mixed | biphasic_balanced | cathodic | monopolar | Current | 19630000 | none | 25 | 1000 | 7 | 500 | 625 | 12.5 | 3 | 2.5 | 50 | 1 | 1 | 81600 | 30 | 680 | 81600000 | 2448000000 | 1 | 30.6 | 0
Xu1997 | Cat | Peripheral | Cochlea | Ring | epineural | Pt | Mixed | biphasic_balanced | cathodic | monopolar | Current | 19630000 | none | 25 | 1000 | 7 | 600 | 750 | 15 | 3.6 | 3.1 | 50 | 1 | 1 | 32096 | 83 | 740 | 32096386 | 2664000000 | 0.5 | 40 | 0
Xu1997 | Cat | Peripheral | Cochlea | Ring | epineural | Pt | Mixed | biphasic_balanced | cathodic | monopolar | Current | 19630000 | none | 25 | 1000 | 7 | 500 | 625 | 12.5 | 3 | 2.5 | 50 | 1 | 1 | 48179 | 94 | 1258 | 48178723 | 4528800000 | 0.6 | 56.6 | 1
Xu1997 | Cat | Peripheral | Cochlea | Ring | epineural | Pt | Mixed | biphasic_balanced | cathodic | monopolar | Current | 19630000 | none | 25 | 1000 | 7 | 650 | 813 | 16.3 | 3.9 | 3.3 | 50 | 1 | 1 | 48179 | 94 | 1258 | 48178723 | 4528800000 | 0.8 | 73.6 | 1
Xu1997 | Cat | Peripheral | Cochlea | Ring | epineural | Pt | Mixed | biphasic_balanced | cathodic | monopolar | Current | 19630000 | none | 25 | 1000 | 7 | 600 | 750 | 15 | 3.6 | 3.1 | 50 | 1 | 1 | 48179 | 94 | 1258 | 48178723 | 4528800000 | 0.7 | 67.9 | 1
Xu1997 | Cat | Peripheral | Cochlea | Ring | epineural | Pt | Mixed | biphasic_balanced | cathodic | monopolar | Current | 19630000 | none | 25 | 1000 | 7 | 950 | 1188 | 23.8 | 5.7 | 4.8 | 50 | 1 | 1 | 16767 | 108 | 503 | 16766667 | 1810800000 | 0.4 | 43 | 0
Xu1997 | Cat | Peripheral | Cochlea | Ring | epineural | Pt | Mixed | biphasic_balanced | cathodic | monopolar | Current | 19630000 | none | 25 | 1000 | 7 | 900 | 1125 | 22.5 | 5.4 | 4.6 | 50 | 1 | 1 | 16767 | 108 | 503 | 16766667 | 1810800000 | 0.4 | 40.7 | 0
Xu1997 | Cat | Peripheral | Cochlea | Ring | epineural | Pt | Mixed | biphasic_balanced | cathodic | monopolar | Current | 19630000 | none | 25 | 1000 | 7 | 520 | 650 | 13 | 3.1 | 2.6 | 50 | 1 | 1 | 56008 | 104 | 1618 | 56007692 | 5824800000 | 0.7 | 75.7 | 0
Xu1997 | Cat | Peripheral | Cochlea | Ring | epineural | Pt | Mixed | biphasic_balanced | cathodic | monopolar | Current | 19630000 | none | 25 | 1000 | 7 | 650 | 813 | 16.3 | 3.9 | 3.3 | 50 | 1 | 1 | 56008 | 104 | 1618 | 56007692 | 5824800000 | 0.9 | 94.7 | 0
Xu1997 | Cat | Peripheral | Cochlea | Ring | epineural | Pt | Mixed | biphasic_balanced | cathodic | monopolar | Current | 19630000 | none | 25 | 1000 | 7 | 830 | 1038 | 20.8 | 4.9 | 4.2 | 50 | 1 | 1 | 56008 | 104 | 1618 | 56007692 | 5824800000 | 1.2 | 120.9 | 0
Xu1997 | Cat | Peripheral | Cochlea | Ring | epineural | Pt | Mixed | biphasic_balanced | cathodic | monopolar | Current | 19630000 | none | 25 | 1000 | 7 | 430 | 538 | 10.8 | 2.6 | 2.2 | 50 | 1 | 1 | 60576 | 127 | 2137 | 60576378 | 7693200000 | 0.7 | 82.7 | 1
Xu1997 | Cat | Peripheral | Cochlea | Ring | epineural | Pt | Mixed | biphasic_balanced | cathodic | monopolar | Current | 19630000 | none | 25 | 1000 | 7 | 500 | 625 | 12.5 | 3 | 2.5 | 50 | 1 | 1 | 60576 | 127 | 2137 | 60576378 | 7693200000 | 0.8 | 96.2 | 1
Xu1997 | Cat | Peripheral | Cochlea | Ring | epineural | Pt | Mixed | biphasic_balanced | cathodic | monopolar | Current | 19630000 | none | 25 | 1000 | 7 | 480 | 600 | 12 | 2.9 | 2.4 | 50 | 1 | 1 | 60576 | 127 | 2137 | 60576378 | 7693200000 | 0.7 | 92.3 | 1
Xu1997 | Cat | Peripheral | Cochlea | Ring | epineural | Pt | Mixed | biphasic_balanced | cathodic | monopolar | Current | 19630000 | none | 25 | 1000 | 7 | 600 | 750 | 15 | 3.6 | 3.1 | 50 | 1 | 1 | 31183 | 71 | 615 | 31183099 | 2214000000 | 0.5 | 33.2 | 0
Xu1997 | Cat | Peripheral | Cochlea | Ring | epineural | Pt | Mixed | biphasic_balanced | cathodic | monopolar | Current | 19630000 | none | 25 | 1000 | 7 | 700 | 875 | 17.5 | 4.2 | 3.6 | 50 | 1 | 1 | 31183 | 71 | 615 | 31183099 | 2214000000 | 0.5 | 38.7 | 0
Araki1998 | Cat | Peripheral | Cochlea | Ring | epineural | Pt | Mixed | biphasic_balanced | cathodic | bipolar | Current | 376992 | none | 100 | 200 | 0 | 900 | 1125 | 90 | 28.9 | 238.7 | 50 | 1 | 1 | 28800 | 60 | 992 | 5760000 | 714240000 | 0.5 | 31.1 | 1
Araki1998 | Cat | Peripheral | Cochlea | Ring | epineural | Pt | Mixed | biphasic_balanced | cathodic | bipolar | Current | 376992 | none | 100 | 200 | 0 | 750 | 938 | 75 | 19.9 | 198.9 | 50 | 1 | 1 | 28800 | 49 | 621 | 5760000 | 447120000 | 0.4 | 21.2 | 1
Araki1998 | Cat | Peripheral | Cochlea | Ring | epineural | Pt | Mixed | biphasic_balanced | cathodic | bipolar | Current | 376992 | none | 100 | 200 | 0 | 600 | 750 | 60 | 15.9 | 159.2 | 50 | 1 | 1 | 28800 | 56 | 1055 | 5760000 | 759600000 | 0.3 | 19.4 | 1
Araki1998 | Cat | Peripheral | Cochlea | Ring | epineural | Pt | Mixed | biphasic_balanced | cathodic | bipolar | Current | 376992 | none | 100 | 200 | 0 | 800 | 1000 | 80 | 21.2 | 212.2 | 50 | 1 | 1 | 28800 | 61 | 1088 | 5760000 | 783360000 | 0.5 | 28.1 | 1
Araki1998 | Cat | Peripheral | Cochlea | Ring | epineural | Pt | Mixed | biphasic_balanced | cathodic | bipolar | Current | 376992 | none | 200 | 200 | 0 | 800 | 1000 | 160 | 42.5 | 212.2 | 50 | 1 | 1 | 28800 | 56 | 1089 | 5760000 | 784080000 | 0.9 | 51.6 | 1
Araki1998 | Cat | Peripheral | Cochlea | Ring | epineural | Pt | Mixed | biphasic_balanced | cathodic | bipolar | Current | 376992 | none | 100 | 200 | 0 | 600 | 750 | 60 | 15.9 | 159.2 | 50 | 1 | 1 | 28800 | 67 | 1034 | 5760000 | 744480000 | 0.3 | 23.2 | 1
Araki1998 | Cat | Peripheral | Cochlea | Ring | epineural | Pt | Mixed | biphasic_balanced | cathodic | bipolar | Current | 376992 | none | 100 | 200 | 0 | 625 | 781 | 62.5 | 16.6 | 165.8 | 50 | 1 | 1 | 28800 | 52 | 1001 | 5760000 | 720720000 | 0.4 | 18.7 | 1
Araki1998 | Cat | Peripheral | Cochlea | Ring | epineural | Pt | Mixed | biphasic_balanced | cathodic | bipolar | Current | 376992 | none | 100 | 200 | 0 | 600 | 750 | 60 | 16 | 159.2 | 50 | 1 | 1 | 28800 | 54 | 1015 | 5760000 | 730800000 | 0.3 | 18.7 | 1
Shepherd1994 | Cat | Peripheral | Cochlea | Ring | epineural | Pt | Mixed | biphasic_balanced | cathodic | bipolar | Current | 416667 | none | 100 | 100 | 0 | 550 | 688 | 55 | 13.2 | 132 | 50 | 1 | 1 | 35294 | 102 | 1000 | 3529412 | 360000000 | 0.2 | 19.8 | 1
Shepherd1994 | Cat | Peripheral | Cochlea | Ring | epineural | Pt | Mixed | biphasic_balanced | cathodic | bipolar | Current | 416667 | none | 100 | 100 | 0 | 650 | 813 | 65 | 15.6 | 156 | 50 | 1 | 1 | 48907 | 82 | 1114 | 4890732 | 401040000 | 0.3 | 26.1 | 1
Shepherd1994 | Cat | Peripheral | Cochlea | Ring | epineural | Pt | Mixed | biphasic_balanced | cathodic | bipolar | Current | 416667 | none | 100 | 100 | 0 | 650 | 813 | 65 | 15.6 | 156 | 50 | 1 | 1 | 44597 | 116 | 1437 | 4459655 | 517320000 | 0.3 | 33.6 | 1
Shepherd1994 | Cat | Peripheral | Cochlea | Ring | epineural | Pt | Mixed | biphasic_balanced | cathodic | bipolar | Current | 416667 | none | 100 | 100 | 0 | 750 | 938 | 75 | 18 | 180 | 50 | 1 | 1 | 46955 | 116 | 1513 | 4695517 | 544680000 | 0.4 | 40.9 | 1
Shepherd1994 | Cat | Peripheral | Cochlea | Ring | epineural | Pt | Mixed | biphasic_balanced | cathodic | bipolar | Current | 418848 | none | 100 | 100 | 0 | 800 | 1000 | 80 | 19.1 | 191 | 50 | 1 | 1 | 48848 | 116 | 1574 | 4884828 | 566640000 | 0.4 | 45.3 | 1
Shepherd1994 | Cat | Peripheral | Cochlea | Microwire | epineural | PtIr | Mixed | biphasic_balanced | cathodic | monopolar | Current | 3140000 | none | 100 | 100 | 0 | 240 | 300 | 24 | 0.8 | 7.6 | 50 | 1 | 1 | 60400 | 27 | 453 | 6040000 | 163080000 | 0.1 | 3.9 | 1
Shepherd1994 | Cat | Peripheral | Cochlea | Microwire | epineural | PtIr | Mixed | biphasic_balanced | cathodic | monopolar | Current | 3140000 | none | 100 | 100 | 0 | 220 | 275 | 22 | 0.7 | 7 | 50 | 1 | 1 | 59721 | 73 | 1211 | 5972055 | 435960000 | 0.1 | 9.6 | 1
Shepherd1994 | Cat | Peripheral | Cochlea | Microwire | epineural | PtIr | Mixed | biphasic_balanced | cathodic | monopolar | Current | 3140000 | none | 100 | 100 | 0 | 280 | 350 | 28 | 0.9 | 8.9 | 50 | 1 | 1 | 58172 | 107 | 1729 | 5817196 | 622440000 | 0.2 | 17.4 | 1
Ni1992 | Cat | Peripheral | Cochlea | Ring | epineural | Pt | Mixed | biphasic_balanced | cathodic | bipolar | Current | 380000 | none | 200 | 100 | 0 | 725 | 906 | 145 | 38.2 | 190.8 | 50 | 1 | 1 | 50498 | 110 | 1543 | 5049818 | 555480000 | 0.7 | 80.5 | 0
Ni1992 | Cat | Peripheral | Cochlea | Ring | epineural | Pt | Mixed | biphasic_balanced | cathodic | bipolar | Current | 380000 | none | 200 | 100 | 0 | 750 | 938 | 150 | 39.5 | 197.4 | 50 | 1 | 1 | 49605 | 77 | 1061 | 4960519 | 381960000 | 0.7 | 57.3 | 0
Ni1992 | Cat | Peripheral | Cochlea | Ring | epineural | Pt | Mixed | biphasic_balanced | cathodic | bipolar | Current | 380000 | none | 200 | 100 | 0 | 700 | 875 | 140 | 36.8 | 184.2 | 50 | 1 | 1 | 46140 | 120 | 1538 | 4614000 | 553680000 | 0.6 | 77.5 | 1
Ni1992 | Cat | Peripheral | Cochlea | Ring | epineural | Pt | Mixed | biphasic_balanced | cathodic | bipolar | Current | 380000 | none | 200 | 100 | 0 | 600 | 750 | 120 | 64.9 | 157.9 | 50 | 1 | 1 | 50558 | 91 | 1278 | 5055824 | 460080000 | 0.6 | 55.2 | 0
Shepherd1983 | Cat | Peripheral | Cochlea | Ring | epineural | Pt | Mixed | biphasic_balanced | cathodic | bipolar | Current | 565000 | none | 200 | 500 | 0 | 500 | 625 | 100 | 17.7 | 88.5 | 100 | 86400 | 0 | 64641 | 113 | 2029 | 32320354 | 3652200000 | 3.2 | 365.2 | 0
Shepherd1983 | Cat | Peripheral | Cochlea | Ring | epineural | Pt | Mixed | biphasic_balanced | cathodic | bipolar | Current | 565000 | none | 200 | 500 | 0 | 800 | 1000 | 160 | 28.3 | 141.6 | 100 | 86400 | 0 | 50201 | 73 | 1011 | 25100690 | 1819800000 | 4 | 291.2 | 1
Shepherd1983 | Cat | Peripheral | Cochlea | Ring | epineural | Pt | Mixed | biphasic_balanced | cathodic | bipolar | Current | 565000 | none | 200 | 500 | 0 | 600 | 750 | 120 | 21.2 | 106.2 | 100 | 86400 | 0 | 55366 | 73 | 1115 | 27682759 | 2007000000 | 3.3 | 240.8 | 1
Shepherd1983 | Cat | Peripheral | Cochlea | Ring | epineural | Pt | Mixed | biphasic_balanced | cathodic | bipolar | Current | 565000 | none | 200 | 500 | 0 | 500 | 625 | 100 | 17.7 | 88.5 | 100 | 86400 | 0 | 85804 | 73 | 1728 | 42902069 | 3110400000 | 4.3 | 311 | 1
Shepherd1983 | Cat | Peripheral | Cochlea | Ring | epineural | Pt | Mixed | biphasic_balanced | cathodic | bipolar | Current | 565000 | none | 200 | 500 | 0 | 900 | 1125 | 180 | 31.9 | 159.3 | 100 | 86400 | 0 | 59040 | 73 | 1189 | 29520000 | 2140200000 | 5.3 | 385.2 | 1
Shepherd1983 | Cat | Peripheral | Cochlea | Ring | epineural | Pt | Mixed | biphasic_balanced | cathodic | bipolar | Current | 565000 | none | 200 | 500 | 0 | 600 | 750 | 120 | 21.2 | 106.2 | 100 | 86400 | 0 | 75923 | 73 | 1529 | 37961379 | 2752200000 | 4.6 | 330.3 | 1
Shepherd1983 | Cat | Peripheral | Cochlea | Ring | epineural | Pt | Mixed | biphasic_balanced | cathodic | bipolar | Current | 565000 | none | 200 | 500 | 0 | 800 | 1000 | 160 | 28.3 | 141.6 | 100 | 86400 | 0 | 47700 | 32 | 424 | 23850000 | 763200000 | 3.8 | 122.1 | 0
Shepherd1983 | Cat | Peripheral | Cochlea | Ring | epineural | Pt | Mixed | biphasic_balanced | cathodic | bipolar | Current | 565000 | none | 200 | 500 | 0 | 600 | 750 | 120 | 21.2 | 106.2 | 100 | 86400 | 0 | 75178 | 73 | 1514 | 37588966 | 2725200000 | 4.5 | 327 | 1
Shepherd1983 | Cat | Peripheral | Cochlea | Ring | epineural | Pt | Mixed | biphasic_balanced | cathodic | bipolar | Current | 565000 | none | 200 | 500 | 0 | 600 | 750 | 120 | 21.2 | 106.2 | 100 | 86400 | 0 | 26764 | 73 | 539 | 13382069 | 970200000 | 1.6 | 116.4 | 1
Shepherd1983 | Cat | Peripheral | Cochlea | Ring | epineural | Pt | Mixed | biphasic_balanced | cathodic | bipolar | Current | 565000 | none | 200 | 500 | 0 | 500 | 625 | 100 | 17.7 | 88.5 | 100 | 86400 | 0 | 28204 | 73 | 568 | 14102069 | 1022400000 | 1.4 | 102.2 | 0
Walsh1982 | Cat | Peripheral | Cochlea | Ring | epineural | PtIr | Mixed | biphasic_balanced | cathodic | bipolar | Current | 335000 | none | 100 | 25 | 0 | 1675 | 2094 | 167.5 | 50 | 500 | 100 | 86400 | 0 | 86400 | 3 | 72 | 2160000 | 6480000 | 0.4 | 1.1 | 0
Walsh1982 | Cat | Peripheral | Cochlea | Ring | epineural | PtIr | Mixed | biphasic_balanced | cathodic | bipolar | Current | 335000 | none | 100 | 25 | 0 | 3350 | 4188 | 335 | 100 | 1000 | 100 | 86400 | 0 | 86400 | 3 | 72 | 2160000 | 6480000 | 0.7 | 2.2 | 0
Walsh1982 | Cat | Peripheral | Cochlea | Ring | epineural | PtIr | Mixed | biphasic_balanced | cathodic | bipolar | Current | 335000 | none | 100 | 25 | 0 | 6700 | 8375 | 670 | 200 | 2000 | 100 | 86400 | 0 | 86400 | 13 | 300 | 2160000 | 27000000 | 1.4 | 18.1 | 1
Walsh1982 | Cat | Peripheral | Cochlea | Ring | epineural | PtIr | Mixed | biphasic_asymmetric | cathodic | bipolar | Current | 335000 | none | 100 | 25 | 0 | 1675 | 2094 | 167.5 | 50 | 500 | 100 | 86400 | 0 | 86400 | 3 | 72 | 2160000 | 6480000 | 0.4 | 1.1 | 1
Shepherd1999 | Cat | Peripheral | Cochlea | Ring | epineural | Pt | Mixed | monophasic | cathodic | bipolar | Current | 380000 | none | 50 | 2000 | 0 | 950 | 1188 | 47.5 | 12.5 | 250 | 100 | 57600 | 0 | 57600 | 48 | 774 | 115200000 | 5572800000 | 5.5 | 264.7 | 1
Shepherd1999 | Cat | Peripheral | Cochlea | Ring | epineural | Pt | Mixed | monophasic | cathodic | bipolar | Current | 379377 | none | 50 | 2000 | 0 | 975 | 1219 | 48.8 | 12.9 | 257 | 100 | 57600 | 0 | 57600 | 48 | 774 | 115200000 | 5572800000 | 5.6 | 271.7 | 1
Shepherd1999 | Cat | Peripheral | Cochlea | Ring | epineural | Pt | Mixed | monophasic | cathodic | bipolar | Current | 390947 | none | 50 | 2000 | 0 | 950 | 1188 | 47.5 | 12.2 | 243 | 100 | 57600 | 0 | 57600 | 8 | 126 | 115200000 | 907200000 | 5.5 | 43.1 | 1
Shepherd1999 | Cat | Peripheral | Cochlea | Ring | epineural | Pt | Mixed | monophasic | cathodic | bipolar | Current | 379464 | none | 50 | 2000 | 0 | 850 | 1063 | 42.5 | 11.2 | 224 | 100 | 57600 | 0 | 57600 | 8 | 126 | 115200000 | 907200000 | 4.9 | 38.6 | 1
Shepherd1999 | Cat | Peripheral | Cochlea | Ring | epineural | Pt | Mixed | monophasic | cathodic | bipolar | Current | 379377 | none | 50 | 2000 | 0 | 975 | 1219 | 48.8 | 12.9 | 257 | 100 | 57600 | 0 | 57600 | 9 | 139 | 115200000 | 1000800000 | 5.6 | 48.8 | 1
Shepherd1999 | Cat | Peripheral | Cochlea | Ring | epineural | Pt | Mixed | monophasic | cathodic | bipolar | Current | 380228 | none | 50 | 2000 | 0 | 1000 | 1250 | 50 | 13.2 | 263 | 100 | 57600 | 0 | 57600 | 9 | 139 | 115200000 | 1000800000 | 5.8 | 50 | 0
Shepherd1999 | Cat | Peripheral | Cochlea | Ring | epineural | Pt | Mixed | monophasic | cathodic | bipolar | Current | 380435 | none | 50 | 2000 | 0 | 700 | 875 | 35 | 9.2 | 184 | 100 | 57600 | 0 | 57600 | 10 | 161 | 115200000 | 1159200000 | 4 | 40.6 | 1
Shepherd1999 | Cat | Peripheral | Cochlea | Ring | epineural | Pt | Mixed | monophasic | cathodic | bipolar | Current | 379213 | none | 50 | 2000 | 0 | 675 | 844 | 33.8 | 8.9 | 178 | 100 | 57600 | 0 | 57600 | 10 | 161 | 115200000 | 1159200000 | 3.9 | 39.1 | 0
Shepherd1991 | Cat | Peripheral | Cochlea | Ring | epineural | Pt | Mixed | biphasic_balanced | cathodic | bipolar | Current | 381679 | none | 100 | 100 | 0 | 500 | 625 | 50 | 13.1 | 131 | 100 | 86400 | 0 | 86400 | 13 | 300 | 8640000 | 108000000 | 0.4 | 5.4 | 0
Mitchell1997 | Guinea Pig | Peripheral | Cochlea | Ball | epineural | PtIr | Mixed | biphasic_balanced | cathodic | monopolar | Current | 471000 | none | 100 | 1000 | 0 | 236 | 294 | 23.6 | 5 | 50 | 40 | 0 | 0 | 85714 | 42 | 1000 | 85714286 | 3600000000 | 2 | 84.8 | 0
Mitchell1997 | Guinea Pig | Peripheral | Cochlea | Ball | epineural | PtIr | Mixed | biphasic_balanced | cathodic | monopolar | Current | 471000 | none | 100 | 250 | 0 | 236 | 294 | 23.6 | 5 | 50 | 40 | 0 | 0 | 83721 | 43 | 1000 | 20930233 | 900000000 | 0.5 | 21.2 | 0
Mitchell1997 | Guinea Pig | Peripheral | Cochlea | Ball | epineural | PtIr | Mixed | biphasic_balanced | cathodic | monopolar | Current | 471000 | none | 36 | 2750 | 0 | 654 | 818 | 23.6 | 5 | 138.9 | 40 | 0 | 0 | 81818 | 44 | 1000 | 225000000 | 9900000000 | 5.3 | 233.1 | 0
Mitchell1997 | Guinea Pig | Peripheral | Cochlea | Ball | epineural | PtIr | Mixed | biphasic_balanced | cathodic | monopolar | Current | 471000 | none | 400 | 250 | 0 | 59 | 74 | 23.6 | 5 | 12.5 | 40 | 0 | 0 | 80000 | 45 | 1000 | 20000000 | 900000000 | 0.5 | 21.2 | 0
Agnew1986 | Cat | Central | Sensorimotor cortex | Microwire | intracortical | PtIr | Mixed | biphasic_balanced | cathodic | monopolar | Current | 2000 | none | 200 | 20 | 0 | 10 | 13 | 2 | 100 | 500 | 100 | 86400 | 0 | 86400 | 1 | 24 | 1728000 | 1728000 | 0 | 0 | 0
Agnew1986 | Cat | Central | Sensorimotor cortex | Microwire | intracortical | PtIr | Mixed | biphasic_balanced | cathodic | monopolar | Current | 2000 | none | 200 | 20 | 0 | 20 | 25 | 4 | 200 | 1000 | 100 | 86400 | 0 | 86400 | 1 | 24 | 1728000 | 1728000 | 0 | 0 | 0
Agnew1986 | Cat | Central | Sensorimotor cortex | Microwire | intracortical | PtIr | Mixed | biphasic_balanced | cathodic | monopolar | Current | 2000 | none | 200 | 20 | 0 | 40 | 50 | 8 | 400 | 2000 | 100 | 86400 | 0 | 86400 | 1 | 24 | 1728000 | 1728000 | 0 | 0 | 0
Agnew1986 | Cat | Central | Sensorimotor cortex | Microwire | intracortical | PtIr | Mixed | biphasic_balanced | cathodic | monopolar | Current | 2000 | none | 200 | 20 | 0 | 80 | 100 | 16 | 800 | 4000 | 100 | 86400 | 0 | 86400 | 1 | 24 | 1728000 | 1728000 | 0 | 0 | 0
Agnew1986 | Cat | Central | Sensorimotor cortex | Microwire | intracortical | PtIr | Mixed | biphasic_balanced | cathodic | monopolar | Current | 2000 | none | 200 | 20 | 0 | 160 | 200 | 32 | 1600 | 8000 | 100 | 86400 | 0 | 86400 | 1 | 24 | 1728000 | 1728000 | 0.1 | 0.1 | 1
Agnew1986 | Cat | Central | Sensorimotor cortex | Microwire | intracortical | PtIr | Mixed | biphasic_balanced | cathodic | monopolar | Current | 2000 | none | 200 | 20 | 0 | 240 | 300 | 48 | 2400 | 12000 | 100 | 86400 | 0 | 86400 | 1 | 24 | 1728000 | 1728000 | 0.1 | 0.1 | 1
Agnew1986 | Cat | Central | Sensorimotor cortex | Microwire | intracortical | PtIr | Mixed | biphasic_balanced | cathodic | monopolar | Current | 2000 | none | 200 | 20 | 0 | 320 | 400 | 64 | 3200 | 16000 | 100 | 86400 | 0 | 86400 | 1 | 24 | 1728000 | 1728000 | 0.1 | 0.1 | 1
Agnew1986 | Cat | Central | Sensorimotor cortex | Microwire | intracortical | PtIr | Mixed | biphasic_balanced | cathodic | monopolar | Current | 2000 | none | 200 | 20 | 0 | 20 | 25 | 4 | 200 | 1000 | 100 | 86400 | 0 | 86400 | 7 | 161 | 1728000 | 11592000 | 0 | 0 | 0
Agnew1986 | Cat | Central | Sensorimotor cortex | Microwire | intracortical | PtIr | Mixed | biphasic_balanced | cathodic | monopolar | Current | 2000 | none | 200 | 20 | 0 | 80 | 100 | 16 | 800 | 4000 | 100 | 86400 | 0 | 86400 | 7 | 161 | 1728000 | 11592000 | 0 | 0.2 | 0
Agnew1986 | Cat | Central | Sensorimotor cortex | Microwire | intracortical | AIROF | Mostly-faradaiac | biphasic_balanced | cathodic | monopolar | Current | 2000 | none | 200 | 20 | 0 | 20 | 25 | 4 | 200 | 1000 | 100 | 86400 | 0 | 86400 | 1 | 24 | 1728000 | 1728000 | 0 | 0 | 0
Agnew1986 | Cat | Central | Sensorimotor cortex | Microwire | intracortical | AIROF | Mostly-faradaiac | biphasic_balanced | cathodic | monopolar | Current | 2000 | none | 200 | 20 | 0 | 80 | 100 | 16 | 800 | 4000 | 100 | 86400 | 0 | 86400 | 1 | 24 | 1728000 | 1728000 | 0 | 0 | 0
Agnew1986 | Cat | Central | Sensorimotor cortex | Microwire | intracortical | AIROF | Mostly-faradaiac | biphasic_balanced | cathodic | monopolar | Current | 2000 | none | 200 | 20 | 0 | 160 | 200 | 32 | 1600 | 8000 | 100 | 86400 | 0 | 86400 | 1 | 24 | 1728000 | 1728000 | 0.1 | 0.1 | 1
Agnew1986 | Cat | Central | Sensorimotor cortex | Microwire | intracortical | AIROF | Mostly-faradaiac | biphasic_balanced | cathodic | monopolar | Current | 2000 | none | 200 | 20 | 0 | 320 | 400 | 64 | 3200 | 16000 | 100 | 86400 | 0 | 86400 | 1 | 24 | 1728000 | 1728000 | 0.1 | 0.1 | 0
Agnew1986 | Cat | Central | Sensorimotor cortex | Microwire | intracortical | AIROF | Mostly-faradaiac | biphasic_balanced | cathodic | monopolar | Current | 2000 | none | 200 | 20 | 0 | 80 | 100 | 16 | 800 | 4000 | 100 | 86400 | 0 | 86400 | 7 | 161 | 1728000 | 11592000 | 0 | 0.2 | 0
McCreery1995 | Cat | Peripheral | Sciatic nerve | Helical | epineural | Pt | Mixed | biphasic_balanced | cathodic | bipolar | Current | 2500000 | none | 100 | 20 | 400 | 2500 | 3125 | 250 | 10 | 100 | 100 | 28800 | 0 | 28800 | 1 | 8 | 576000 | 576000 | 0.1 | 0.1 | 0
McCreery1995 | Cat | Peripheral | Sciatic nerve | Helical | epineural | Pt | Mixed | biphasic_balanced | cathodic | bipolar | Current | 2500000 | none | 100 | 50 | 400 | 2500 | 3125 | 250 | 10 | 100 | 100 | 28800 | 0 | 28800 | 1 | 8 | 1440000 | 1440000 | 0.4 | 0.4 | 1
McCreery1995 | Cat | Peripheral | Sciatic nerve | Helical | epineural | Pt | Mixed | biphasic_balanced | cathodic | bipolar | Current | 2500000 | none | 100 | 100 | 400 | 2500 | 3125 | 250 | 10 | 100 | 100 | 28800 | 0 | 28800 | 1 | 8 | 2880000 | 2880000 | 0.7 | 0.7 | 1
Shepherd2021 | Cat | Peripheral | Cochlea | Ring | epineural | Pt | Mixed | biphasic_balanced | cathodic | tripolar | Current | 75000 | none | 100 | 200 | 0 | 2000 | 2500 | 200 | 267 | 2666.7 | 100 | 86400 | 0 | 86400 | 49 | 1176 | 17280000 | 846720000 | 3.5 | 169.3 | 0
Shepherd2021 | Cat | Peripheral | Cochlea | Ring | epineural | Pt | Mixed | biphasic_balanced | cathodic | tripolar | Current | 75000 | none | 100 | 200 | 0 | 2000 | 2500 | 200 | 267 | 2666.7 | 100 | 86400 | 0 | 86400 | 168 | 4032 | 17280000 | 2903040000 | 3.5 | 580.6 | 0
Shepherd2021 | Cat | Peripheral | Cochlea | Ring | epineural | Pt | Mixed | biphasic_balanced | cathodic | tripolar | Current | 75000 | none | 100 | 200 | 0 | 2000 | 2500 | 200 | 267 | 2666.7 | 100 | 86400 | 0 | 86400 | 182 | 4368 | 17280000 | 3144960000 | 3.5 | 629 | 0
Dalrymple2020 | Rat | Peripheral | Cochlea | Ring | epineural | Pt | Mixed | biphasic_balanced | cathodic | tripolar | Current | 320000 | none | 300 | 100 | 0 | 200 | 250 | 60 | 19.3 | 62.5 | 100 | 17174 | 0 | 17174 | 17 | 81 | 1717412 | 29196000 | 0.1 | 1.8 | 1
Dalrymple2020 | Rat | Peripheral | Cochlea | Ring | epineural | Pt | Mixed | biphasic_balanced | cathodic | tripolar | Current | 320000 | none | 300 | 100 | 0 | 200 | 250 | 60 | 19.3 | 62.5 | 100 | 17194 | 1 | 17194 | 21 | 100 | 1719429 | 36108000 | 0.1 | 2.2 | 1
Dalrymple2020 | Rat | Peripheral | Cochlea | Ring | epineural | Pt | Mixed | biphasic_balanced | cathodic | tripolar | Current | 320000 | none | 300 | 100 | 0 | 200 | 250 | 60 | 19.3 | 62.5 | 100 | 16478 | 2 | 16478 | 22 | 101 | 1647818 | 36252000 | 0.1 | 2.2 | 1
Dalrymple2020 | Rat | Peripheral | Cochlea | Ring | epineural | Pt | Mixed | biphasic_balanced | cathodic | tripolar | Current | 320000 | none | 300 | 100 | 0 | 200 | 250 | 60 | 19.3 | 62.5 | 100 | 17143 | 3 | 17143 | 21 | 100 | 1714286 | 36000000 | 0.1 | 2.2 | 1
Dalrymple2020 | Rat | Peripheral | Cochlea | Ring | epineural | Pt | Mixed | biphasic_balanced | cathodic | tripolar | Current | 320000 | none | 300 | 100 | 0 | 200 | 250 | 60 | 19.3 | 62.5 | 100 | 16028 | 4 | 16028 | 23 | 102 | 1602783 | 36864000 | 0.1 | 2.2 | 1
Rosenfeld2020 | Sheep | Central | Visual cortex | Microwire | intracortical | PtIr | Mixed | biphasic_balanced | cathodic | monopolar | Current | 28000 | none | 200 | 200 | 10 | 110 | 137 | 21.9 | 78.3 | 391.4 | 8 | 0 | 2 | 6649 | 255 | 471 | 1329882 | 339120000 | 0 | 7.4 | 1
Rosenfeld2020 | Sheep | Central | Visual cortex | Microwire | intracortical | PtIr | Mixed | biphasic_balanced | cathodic | monopolar | Current | 28000 | none | 200 | 200 | 10 | 110 | 137 | 21.9 | 78.3 | 391.4 | 8 | 0 | 2 | 1129 | 255 | 80 | 225882 | 57600000 | 0 | 1.3 | 1
Rosenfeld2020 | Sheep | Central | Visual cortex | Microwire | intracortical | PtIr | Mixed | biphasic_balanced | cathodic | monopolar | Current | 28000 | none | 200 | 200 | 10 | 110 | 137 | 21.9 | 78.3 | 391.4 | 8 | 0 | 2 | 11487 | 194 | 619 | 2297320 | 445680000 | 0.1 | 9.8 | 1
Rosenfeld2020 | Sheep | Central | Visual cortex | Microwire | intracortical | PtIr | Mixed | biphasic_balanced | cathodic | monopolar | Current | 28000 | none | 200 | 200 | 10 | 110 | 137 | 21.9 | 78.3 | 391.4 | 8 | 0 | 2 | 11487 | 194 | 619 | 2297320 | 445680000 | 0.1 | 9.8 | 1
Rosenfeld2020 | Sheep | Central | Visual cortex | Microwire | intracortical | PtIr | Mixed | biphasic_balanced | cathodic | monopolar | Current | 28000 | none | 200 | 200 | 10 | 110 | 137 | 21.9 | 78.3 | 391.4 | 8 | 0 | 2 | 5740 | 143 | 228 | 1147972 | 164160000 | 0 | 3.6 | 1
Rosenfeld2020 | Sheep | Central | Visual cortex | Microwire | intracortical | PtIr | Mixed | biphasic_balanced | cathodic | monopolar | Current | 28000 | none | 200 | 200 | 10 | 110 | 137 | 21.9 | 78.3 | 391.4 | 8 | 0 | 2 | 14702 | 143 | 584 | 2940420 | 420480000 | 0.1 | 9.2 | 1
Rosenfeld2020 | Sheep | Central | Visual cortex | Microwire | intracortical | PtIr | Mixed | biphasic_balanced | cathodic | monopolar | Current | 28000 | none | 200 | 200 | 10 | 110 | 137 | 21.9 | 78.3 | 391.4 | 8 | 0 | 2 | 5740 | 143 | 228 | 1147972 | 164160000 | 0 | 3.6 | 1
Shepherd2019 | Guinea Pig | Peripheral | Cochlea | Ring | epineural | Pt | Mixed | biphasic_balanced | cathodic | tripolar | Current | 200000 | none | 100 | 200 | 0 | 2000 | 2500 | 200 | 100 | 1000 | 100 | 86400 | 0 | 86400 | 28 | 672 | 17280000 | 483840000 | 3.5 | 96.8 | 1
Shepherd2019 | Guinea Pig | Peripheral | Cochlea | Ring | epineural | Pt | Mixed | biphasic_balanced | cathodic | tripolar | Current | 74906 | none | 100 | 200 | 0 | 2000 | 2500 | 200 | 267 | 2670 | 100 | 86400 | 0 | 86400 | 28 | 672 | 17280000 | 483840000 | 3.5 | 96.8 | 1
Shepherd2019 | Guinea Pig | Peripheral | Cochlea | Ring | epineural | Pt | Mixed | biphasic_balanced | cathodic | tripolar | Current | 50000 | none | 100 | 200 | 0 | 2000 | 2500 | 200 | 400 | 4000 | 100 | 86400 | 0 | 86400 | 28 | 672 | 17280000 | 483840000 | 3.5 | 96.8 | 1
Shepherd2019 | Guinea Pig | Peripheral | Cochlea | Ring | epineural | Pt | Mixed | biphasic_balanced | cathodic | tripolar | Current | 400000 | none | 100 | 200 | 0 | 2000 | 2500 | 200 | 50 | 500 | 100 | 86400 | 0 | 86400 | 28 | 672 | 17280000 | 483840000 | 3.5 | 96.8 | 1
Shepherd2019 | Guinea Pig | Peripheral | Cochlea | Ring | epineural | Pt | Mixed | biphasic_balanced | cathodic | tripolar | Current | 150376 | none | 100 | 200 | 0 | 2000 | 2500 | 200 | 133 | 1330 | 100 | 86400 | 0 | 86400 | 28 | 672 | 17280000 | 483840000 | 3.5 | 96.8 | 1
Shepherd2019 | Guinea Pig | Peripheral | Cochlea | Ring | epineural | Pt | Mixed | biphasic_balanced | cathodic | tripolar | Current | 100000 | none | 100 | 200 | 0 | 2000 | 2500 | 200 | 200 | 2000 | 100 | 86400 | 0 | 86400 | 28 | 672 | 17280000 | 483840000 | 3.5 | 96.8 | 1
Bamford2017 | Rat | Central | Spinal cord | Microwire | intraspinal | PtIr | Mixed | biphasic_balanced | cathodic | monopolar | Current | 3486 | none | 200 | 25 | 0 | 175 | 219 | 35 | 1004 | 5020.1 | 100 | 14400 | 0 | 14400 | 30 | 120 | 360000 | 10800000 | 0 | 0.4 | 0
Orlowski2017 | Minipig | Central | Anterior striatum | Ring | depth | Pt | Mixed | biphasic_balanced | cathodic | monopolar | Voltage | 1500000 | none | 150 | 125 | 0 | 2727 | 3000 | 409.1 | 27.3 | 181.8 | 100 | 86400 | 0 | 86400 | 77 | 1848 | 10800000 | 831600000 | 4.4 | 340.2 | 0
Orlowski2017 | Minipig | Central | Anterior striatum | Ring | depth | Pt | Mixed | biphasic_balanced | cathodic | monopolar | Voltage | 1500000 | none | 150 | 125 | 0 | 2727 | 3000 | 409.1 | 27.3 | 181.8 | 100 | 86400 | 0 | 86400 | 168 | 4032 | 10800000 | 1814400000 | 4.4 | 742.3 | 0
Orlowski2017 | Minipig | Central | Anterior striatum | Ring | depth | Pt | Mixed | biphasic_balanced | cathodic | monopolar | Voltage | 1500000 | none | 150 | 125 | 0 | 2727 | 3000 | 409.1 | 27.3 | 181.8 | 100 | 86400 | 0 | 86400 | 350 | 8400 | 10800000 | 3780000000 | 4.4 | 1546.4 | 0
Shepherd2017 | Cat | Peripheral | Cochlea | Ring | epineural | Pt | Mixed | biphasic_balanced | anodic | quadripolar | Current | 75000 | none | 800 | 200 | 800 | 140 | 175 | 115 | 153.3 | 186.7 | 100 | 1 | 0 | 80990 | 168 | 3780 | 16197975 | 2721259843 | 1.9 | 312.9 | 1
Shepherd2017 | Cat | Peripheral | Cochlea | Ring | epineural | Pt | Mixed | biphasic_balanced | anodic | quadripolar | Current | 75000 | none | 800 | 200 | 800 | 180 | 225 | 144 | 192 | 240 | 100 | 1 | 0 | 80990 | 173 | 3892 | 16197975 | 2802249719 | 2.3 | 403.5 | 1
Rajan2015 | Macaque | Central | Somatosensory cortex | 2D | intracortical | SIROF | Mostly-faradaiac | biphasic_balanced | anodic | monopolar | Current | 2000 | none | 200 | 300 | 53 | 10 | 13 | 2 | 100 | 500 | 50 | 3 | 3 | 36000 | 175 | 1750 | 10800000 | 1890000000 | 0 | 3.8 | 0
Rajan2015 | Macaque | Central | Somatosensory cortex | 2D | intracortical | SIROF | Mostly-faradaiac | biphasic_balanced | anodic | monopolar | Current | 2000 | none | 200 | 300 | 53 | 20 | 25 | 4 | 200 | 1000 | 25 | 0 | 1 | 3600 | 175 | 175 | 1080000 | 189000000 | 0 | 0.8 | 0
Rajan2015 | Macaque | Central | Somatosensory cortex | 2D | intracortical | SIROF | Mostly-faradaiac | biphasic_balanced | anodic | monopolar | Current | 2000 | none | 200 | 300 | 53 | 20 | 25 | 4 | 200 | 1000 | 25 | 1 | 4 | 18000 | 175 | 875 | 5400000 | 945000000 | 0 | 3.8 | 1
Rajan2015 | Macaque | Central | Somatosensory cortex | 2D | intracortical | SIROF | Mostly-faradaiac | biphasic_balanced | anodic | monopolar | Current | 2000 | none | 200 | 300 | 53 | 20 | 25 | 4 | 200 | 1000 | 50 | 1 | 1 | 7200 | 175 | 350 | 2160000 | 378000000 | 0 | 1.5 | 0
Rajan2015 | Macaque | Central | Somatosensory cortex | 2D | intracortical | SIROF | Mostly-faradaiac | biphasic_balanced | anodic | monopolar | Current | 2000 | none | 200 | 300 | 53 | 20 | 25 | 4 | 200 | 1000 | 50 | 3 | 3 | 36000 | 175 | 1750 | 10800000 | 1890000000 | 0 | 7.6 | 0
Rajan2015 | Macaque | Central | Somatosensory cortex | 2D | intracortical | SIROF | Mostly-faradaiac | biphasic_balanced | anodic | monopolar | Current | 2000 | none | 200 | 300 | 53 | 100 | 125 | 20 | 1000 | 5000 | 25 | 0 | 1 | 3600 | 175 | 175 | 1080000 | 189000000 | 0 | 3.8 | 0
Rajan2015 | Macaque | Central | Somatosensory cortex | 2D | intracortical | SIROF | Mostly-faradaiac | biphasic_balanced | anodic | monopolar | Current | 2000 | none | 200 | 300 | 53 | 100 | 125 | 20 | 1000 | 5000 | 50 | 1 | 1 | 7200 | 175 | 350 | 2160000 | 378000000 | 0 | 7.6 | 0
Urdaneta2022 | Rat | Central | Auditory cortex | Laminar | intracortical | Ir | Mostly-faradaiac | biphasic_balanced | cathodic | monopolar | Current | 703 | none | 200 | 320 | 40 | 50 | 63 | 10 | 1422.5 | 7112.4 | 1 | 1 | 59 | 8 | 55 | 0 | 2704 | 148720 | 0 | 0 | 1
Urdaneta2022 | Rat | Central | Auditory cortex | Laminar | intracortical | Ir | Mostly-faradaiac | biphasic_balanced | cathodic | monopolar | Current | 703 | none | 200 | 320 | 40 | 25 | 31 | 5 | 711.2 | 3556.2 | 1 | 1 | 59 | 8 | 55 | 0 | 2704 | 148720 | 0 | 0 | 1
Bamford2010 | Rat | Central | Spinal cord | Microwire | intraspinal | PtIr | Mixed | biphasic_balanced | cathodic | monopolar | Current | 4984 | none | 200 | 25 | 0 | 700 | 875 | 140 | 2809 | 14044.9 | 100 | 14400 | 0 | 14400 | 30 | 120 | 360000 | 10800000 | 0.1 | 1.5 | 0
Bamford2010 | Rat | Central | Spinal cord | Microwire | intraspinal | PtIr | Mixed | biphasic_balanced | cathodic | monopolar | Current | 4984 | none | 200 | 25 | 0 | 1300 | 1625 | 260 | 5216.7 | 26083.5 | 100 | 14400 | 0 | 14400 | 30 | 120 | 360000 | 10800000 | 0.1 | 2.8 | 0
Bamford2010 | Rat | Central | Spinal cord | Microwire | intraspinal | PtIr | Mixed | biphasic_balanced | cathodic | monopolar | Current | 4984 | none | 200 | 25 | 0 | 140 | 175 | 28 | 561.8 | 2809 | 100 | 14400 | 0 | 14400 | 30 | 120 | 360000 | 10800000 | 0 | 0.3 | 0
Bamford2010 | Rat | Central | Spinal cord | Microwire | intraspinal | PtIr | Mixed | biphasic_balanced | cathodic | monopolar | Current | 4984 | none | 200 | 25 | 0 | 260 | 325 | 52 | 1043.3 | 5216.7 | 100 | 14400 | 0 | 14400 | 30 | 120 | 360000 | 10800000 | 0 | 0.6 | 0
Piallat2009 | Rat | Central | Subthalamic nucleus | Microwire | depth | W | Mostly-capacitive | biphasic_balanced | cathodic | monopolar | Current | 17700 | none | 60 | 130 | 0 | 100 | 125 | 6 | 34 | 565 | 100 | 60 | 0 | 60 | 1 | 0 | 7800 | 7800 | 0 | 0 | 0
Piallat2009 | Rat | Central | Subthalamic nucleus | Microwire | depth | W | Mostly-capacitive | biphasic_capacitive | cathodic | monopolar | Current | 17700 | none | 60 | 130 | 0 | 100 | 125 | 6 | 34 | 565 | 100 | 60 | 0 | 60 | 1 | 0 | 7800 | 7800 | 0 | 0 | 0
Piallat2009 | Rat | Central | Subthalamic nucleus | Microwire | depth | W | Mostly-capacitive | monophasic | cathodic | monopolar | Current | 17700 | none | 60 | 130 | 0 | 100 | 125 | 6 | 34 | 565 | 100 | 60 | 0 | 60 | 1 | 0 | 7800 | 7800 | 0 | 0 | 0
Piallat2009 | Rat | Central | Subthalamic nucleus | Microwire | depth | W | Mostly-capacitive | biphasic_balanced | cathodic | monopolar | Current | 17700 | none | 60 | 130 | 0 | 100 | 125 | 6 | 34 | 565 | 100 | 120 | 0 | 120 | 1 | 0 | 15600 | 15600 | 0 | 0 | 0
Piallat2009 | Rat | Central | Subthalamic nucleus | Microwire | depth | W | Mostly-capacitive | biphasic_capacitive | cathodic | monopolar | Current | 17700 | none | 60 | 130 | 0 | 100 | 125 | 6 | 34 | 565 | 100 | 120 | 0 | 120 | 1 | 0 | 15600 | 15600 | 0 | 0 | 0
Piallat2009 | Rat | Central | Subthalamic nucleus | Microwire | depth | W | Mostly-capacitive | monophasic | cathodic | monopolar | Current | 17700 | none | 60 | 130 | 0 | 100 | 125 | 6 | 34 | 565 | 100 | 120 | 0 | 120 | 1 | 0 | 15600 | 15600 | 0 | 0 | 0
Piallat2009 | Rat | Central | Subthalamic nucleus | Microwire | depth | W | Mostly-capacitive | biphasic_balanced | cathodic | monopolar | Current | 17700 | none | 60 | 130 | 0 | 100 | 125 | 6 | 34 | 565 | 100 | 180 | 0 | 180 | 1 | 0 | 23400 | 23400 | 0 | 0 | 0
Piallat2009 | Rat | Central | Subthalamic nucleus | Microwire | depth | W | Mostly-capacitive | biphasic_capacitive | cathodic | monopolar | Current | 17700 | none | 60 | 130 | 0 | 100 | 125 | 6 | 34 | 565 | 100 | 180 | 0 | 180 | 1 | 0 | 23400 | 23400 | 0 | 0 | 0
Piallat2009 | Rat | Central | Subthalamic nucleus | Microwire | depth | W | Mostly-capacitive | monophasic | cathodic | monopolar | Current | 17700 | none | 60 | 130 | 0 | 100 | 125 | 6 | 34 | 565 | 100 | 180 | 0 | 180 | 1 | 0 | 23400 | 23400 | 0 | 0 | 0
Piallat2009 | Rat | Central | Subthalamic nucleus | Microwire | depth | W | Mostly-capacitive | biphasic_balanced | cathodic | monopolar | Current | 17700 | none | 60 | 130 | 0 | 100 | 125 | 6 | 34 | 565 | 100 | 300 | 0 | 300 | 1 | 0 | 39000 | 39000 | 0 | 0 | 0
Piallat2009 | Rat | Central | Subthalamic nucleus | Microwire | depth | W | Mostly-capacitive | biphasic_capacitive | cathodic | monopolar | Current | 17700 | none | 60 | 130 | 0 | 100 | 125 | 6 | 34 | 565 | 100 | 300 | 0 | 300 | 1 | 0 | 39000 | 39000 | 0 | 0 | 0
Piallat2009 | Rat | Central | Subthalamic nucleus | Microwire | depth | W | Mostly-capacitive | monophasic | cathodic | monopolar | Current | 17700 | none | 60 | 130 | 0 | 100 | 125 | 6 | 34 | 565 | 100 | 300 | 0 | 300 | 1 | 0 | 39000 | 39000 | 0 | 0 | 1
Piallat2009 | Rat | Central | Subthalamic nucleus | Microwire | depth | W | Mostly-capacitive | biphasic_balanced | cathodic | monopolar | Current | 17700 | none | 60 | 130 | 0 | 100 | 125 | 6 | 34 | 565 | 100 | 600 | 0 | 600 | 1 | 0 | 78000 | 78000 | 0 | 0 | 0
Piallat2009 | Rat | Central | Subthalamic nucleus | Microwire | depth | W | Mostly-capacitive | biphasic_capacitive | cathodic | monopolar | Current | 17700 | none | 60 | 130 | 0 | 100 | 125 | 6 | 34 | 565 | 100 | 600 | 0 | 600 | 1 | 0 | 78000 | 78000 | 0 | 0 | 0
Piallat2009 | Rat | Central | Subthalamic nucleus | Microwire | depth | W | Mostly-capacitive | monophasic | cathodic | monopolar | Current | 17700 | none | 60 | 130 | 0 | 100 | 125 | 6 | 34 | 565 | 100 | 600 | 0 | 600 | 1 | 0 | 78000 | 78000 | 0 | 0 | 1
Piallat2009 | Rat | Central | Subthalamic nucleus | Microwire | depth | W | Mostly-capacitive | biphasic_balanced | cathodic | monopolar | Current | 17700 | none | 60 | 130 | 0 | 100 | 125 | 6 | 34 | 565 | 100 | 1200 | 0 | 1200 | 1 | 0 | 156000 | 156000 | 0 | 0 | 0
Piallat2009 | Rat | Central | Subthalamic nucleus | Microwire | depth | W | Mostly-capacitive | biphasic_capacitive | cathodic | monopolar | Current | 17700 | none | 60 | 130 | 0 | 100 | 125 | 6 | 34 | 565 | 100 | 1200 | 0 | 1200 | 1 | 0 | 156000 | 156000 | 0 | 0 | 0
Piallat2009 | Rat | Central | Subthalamic nucleus | Microwire | depth | W | Mostly-capacitive | monophasic | cathodic | monopolar | Current | 17700 | none | 60 | 130 | 0 | 100 | 125 | 6 | 34 | 565 | 100 | 1200 | 0 | 1200 | 1 | 0 | 156000 | 156000 | 0 | 0 | 1
Piallat2009 | Rat | Central | Subthalamic nucleus | Microwire | depth | W | Mostly-capacitive | biphasic_balanced | cathodic | monopolar | Current | 17700 | none | 60 | 130 | 0 | 100 | 125 | 6 | 34 | 565 | 100 | 1800 | 0 | 1800 | 1 | 1 | 234000 | 234000 | 0 | 0 | 0
Piallat2009 | Rat | Central | Subthalamic nucleus | Microwire | depth | W | Mostly-capacitive | biphasic_capacitive | cathodic | monopolar | Current | 17700 | none | 60 | 130 | 0 | 100 | 125 | 6 | 34 | 565 | 100 | 1800 | 0 | 1800 | 1 | 1 | 234000 | 234000 | 0 | 0 | 0
Piallat2009 | Rat | Central | Subthalamic nucleus | Microwire | depth | W | Mostly-capacitive | monophasic | cathodic | monopolar | Current | 17700 | none | 60 | 130 | 0 | 100 | 125 | 6 | 34 | 565 | 100 | 1800 | 0 | 1800 | 1 | 1 | 234000 | 234000 | 0 | 0 | 1
Piallat2009 | Rat | Central | Subthalamic nucleus | Microwire | depth | W | Mostly-capacitive | biphasic_balanced | cathodic | monopolar | Current | 17700 | none | 60 | 130 | 0 | 100 | 125 | 6 | 34 | 565 | 100 | 2400 | 0 | 2400 | 1 | 1 | 312000 | 312000 | 0 | 0 | 0
Piallat2009 | Rat | Central | Subthalamic nucleus | Microwire | depth | W | Mostly-capacitive | biphasic_capacitive | cathodic | monopolar | Current | 17700 | none | 60 | 130 | 0 | 100 | 125 | 6 | 34 | 565 | 100 | 2400 | 0 | 2400 | 1 | 1 | 312000 | 312000 | 0 | 0 | 0
Piallat2009 | Rat | Central | Subthalamic nucleus | Microwire | depth | W | Mostly-capacitive | monophasic | cathodic | monopolar | Current | 17700 | none | 60 | 130 | 0 | 100 | 125 | 6 | 34 | 565 | 100 | 2400 | 0 | 2400 | 1 | 1 | 312000 | 312000 | 0 | 0 | 1
Piallat2009 | Rat | Central | Subthalamic nucleus | Microwire | depth | W | Mostly-capacitive | biphasic_balanced | cathodic | monopolar | Current | 17700 | none | 60 | 130 | 0 | 100 | 125 | 6 | 34 | 565 | 100 | 7200 | 0 | 7200 | 1 | 2 | 936000 | 936000 | 0 | 0 | 0
Piallat2009 | Rat | Central | Subthalamic nucleus | Microwire | depth | W | Mostly-capacitive | biphasic_capacitive | cathodic | monopolar | Current | 17700 | none | 60 | 130 | 0 | 100 | 125 | 6 | 34 | 565 | 100 | 7200 | 0 | 7200 | 1 | 2 | 936000 | 936000 | 0 | 0 | 0
Piallat2009 | Rat | Central | Subthalamic nucleus | Microwire | depth | W | Mostly-capacitive | monophasic | cathodic | monopolar | Current | 17700 | none | 60 | 130 | 0 | 100 | 125 | 6 | 34 | 565 | 100 | 7200 | 0 | 7200 | 1 | 2 | 936000 | 936000 | 0 | 0 | 1
Piallat2009 | Rat | Central | Subthalamic nucleus | Microwire | depth | W | Mostly-capacitive | biphasic_balanced | cathodic | monopolar | Current | 17700 | none | 60 | 130 | 0 | 100 | 125 | 6 | 34 | 565 | 100 | 600 | 0 | 600 | 1 | 0 | 78000 | 78000 | 0 | 0 | 0
Piallat2009 | Rat | Central | Subthalamic nucleus | Microwire | depth | W | Mostly-capacitive | biphasic_capacitive | cathodic | monopolar | Current | 17700 | none | 60 | 130 | 0 | 100 | 125 | 6 | 34 | 565 | 100 | 600 | 0 | 600 | 1 | 0 | 78000 | 78000 | 0 | 0 | 0
Piallat2009 | Rat | Central | Subthalamic nucleus | Microwire | depth | W | Mostly-capacitive | monophasic | cathodic | monopolar | Current | 17700 | none | 60 | 130 | 0 | 100 | 125 | 6 | 34 | 565 | 100 | 600 | 0 | 600 | 1 | 0 | 78000 | 78000 | 0 | 0 | 1
Piallat2009 | Rat | Central | Subthalamic nucleus | Microwire | depth | W | Mostly-capacitive | biphasic_balanced | cathodic | monopolar | Current | 17700 | none | 60 | 130 | 0 | 400 | 500 | 24 | 136 | 2259.9 | 100 | 600 | 0 | 600 | 1 | 0 | 78000 | 78000 | 0 | 0 | 0
Piallat2009 | Rat | Central | Subthalamic nucleus | Microwire | depth | W | Mostly-capacitive | biphasic_capacitive | cathodic | monopolar | Current | 17700 | none | 60 | 130 | 0 | 400 | 500 | 24 | 136 | 2259.9 | 100 | 600 | 0 | 600 | 1 | 0 | 78000 | 78000 | 0 | 0 | 0
Piallat2009 | Rat | Central | Subthalamic nucleus | Microwire | depth | W | Mostly-capacitive | monophasic | cathodic | monopolar | Current | 17700 | none | 60 | 130 | 0 | 400 | 500 | 24 | 136 | 2259.9 | 100 | 600 | 0 | 600 | 1 | 0 | 78000 | 78000 | 0 | 0 | 1
Piallat2009 | Rat | Central | Subthalamic nucleus | Microwire | depth | W | Mostly-capacitive | biphasic_balanced | cathodic | monopolar | Current | 17700 | none | 60 | 130 | 0 | 800 | 1000 | 48 | 272 | 4519.8 | 100 | 600 | 0 | 600 | 1 | 0 | 78000 | 78000 | 0 | 0 | 0
Piallat2009 | Rat | Central | Subthalamic nucleus | Microwire | depth | W | Mostly-capacitive | biphasic_capacitive | cathodic | monopolar | Current | 17700 | none | 60 | 130 | 0 | 800 | 1000 | 48 | 272 | 4519.8 | 100 | 600 | 0 | 600 | 1 | 0 | 78000 | 78000 | 0 | 0 | 0
Piallat2009 | Rat | Central | Subthalamic nucleus | Microwire | depth | W | Mostly-capacitive | monophasic | cathodic | monopolar | Current | 17700 | none | 60 | 130 | 0 | 800 | 1000 | 48 | 272 | 4519.8 | 100 | 600 | 0 | 600 | 1 | 0 | 78000 | 78000 | 0 | 0 | 1
Piallat2009 | Rat | Central | Subthalamic nucleus | Microwire | depth | W | Mostly-capacitive | biphasic_balanced | cathodic | monopolar | Current | 17700 | none | 60 | 130 | 0 | 1000 | 1250 | 60 | 340 | 5649.7 | 100 | 600 | 0 | 600 | 1 | 0 | 78000 | 78000 | 0 | 0 | 0
Piallat2009 | Rat | Central | Subthalamic nucleus | Microwire | depth | W | Mostly-capacitive | biphasic_capacitive | cathodic | monopolar | Current | 17700 | none | 60 | 130 | 0 | 1000 | 1250 | 60 | 340 | 5649.7 | 100 | 600 | 0 | 600 | 1 | 0 | 78000 | 78000 | 0 | 0 | 0
Piallat2009 | Rat | Central | Subthalamic nucleus | Microwire | depth | W | Mostly-capacitive | monophasic | cathodic | monopolar | Current | 17700 | none | 60 | 130 | 0 | 1000 | 1250 | 60 | 340 | 5649.7 | 100 | 600 | 0 | 600 | 1 | 0 | 78000 | 78000 | 0 | 0 | 1
Piallat2009 | Rat | Central | Subthalamic nucleus | Microwire | depth | W | Mostly-capacitive | biphasic_balanced | cathodic | monopolar | Current | 17700 | none | 60 | 130 | 0 | 2000 | 2500 | 120 | 680 | 11299.4 | 100 | 600 | 0 | 600 | 1 | 0 | 78000 | 78000 | 0 | 0 | 0
Piallat2009 | Rat | Central | Subthalamic nucleus | Microwire | depth | W | Mostly-capacitive | biphasic_capacitive | cathodic | monopolar | Current | 17700 | none | 60 | 130 | 0 | 2000 | 2500 | 120 | 680 | 11299.4 | 100 | 600 | 0 | 600 | 1 | 0 | 78000 | 78000 | 0 | 0 | 0
Piallat2009 | Rat | Central | Subthalamic nucleus | Microwire | depth | W | Mostly-capacitive | monophasic | cathodic | monopolar | Current | 17700 | none | 60 | 130 | 0 | 2000 | 2500 | 120 | 680 | 11299.4 | 100 | 600 | 0 | 600 | 1 | 0 | 78000 | 78000 | 0 | 0 | 1
Harnack2008 | Rat | Central | Subthalamic nucleus | Microwire | depth | AIROF | Mostly-faradaiac | biphasic_balanced | cathodic | monopolar | Current | 119816 | none | 52 | 131 | 0 | 50 | 63 | 2.6 | 2.2 | 41.7 | 100 | 86400 | 0 | 86400 | 21 | 504 | 11318400 | 237686400 | 0 | 0.6 | 0
Harnack2008 | Rat | Central | Subthalamic nucleus | Microwire | depth | AIROF | Mostly-faradaiac | biphasic_balanced | cathodic | monopolar | Current | 114790 | none | 52 | 131 | 0 | 100 | 125 | 5.2 | 4.5 | 87.1 | 100 | 86400 | 0 | 86400 | 21 | 504 | 11318400 | 237686400 | 0.1 | 1.2 | 0
Manrique2008 | Macaque | Central | Auditory brain stem | Disc | subdural | Pt | Mixed | biphasic_balanced | cathodic | monopolar | Current | 31416 | none | 240 | 512 | 0 | 400 | 500 | 96 | 305.6 | 1273.2 | 33 | 14256 | 0 | 43200 | 18 | 216 | 22118400 | 398131200 | 2.1 | 38.2 | 0
Manrique2008 | Macaque | Central | Auditory brain stem | Disc | subdural | Pt | Mixed | biphasic_balanced | cathodic | monopolar | Current | 70686 | none | 240 | 512 | 0 | 400 | 500 | 96 | 135.8 | 565.9 | 33 | 14256 | 0 | 43200 | 18 | 216 | 22118400 | 398131200 | 2.1 | 38.2 | 0
Manrique2008 | Macaque | Central | Auditory brain stem | Disc | subdural | Pt | Mixed | biphasic_balanced | cathodic | monopolar | Current | 31416 | none | 240 | 512 | 0 | 1000 | 1250 | 240 | 763.9 | 3183.1 | 33 | 14256 | 0 | 43200 | 61 | 732 | 22118400 | 1349222400 | 5.3 | 323.8 | 1
Manrique2008 | Macaque | Central | Auditory brain stem | Disc | subdural | Pt | Mixed | biphasic_balanced | cathodic | monopolar | Current | 31416 | none | 240 | 512 | 0 | 260 | 325 | 62.4 | 198.6 | 827.6 | 33 | 14256 | 0 | 43200 | 59 | 708 | 22118400 | 1304985600 | 1.4 | 81.4 | 0
Manrique2008 | Macaque | Central | Auditory brain stem | Disc | subdural | Pt | Mixed | biphasic_balanced | cathodic | monopolar | Current | 70686 | none | 240 | 512 | 0 | 260 | 325 | 62.4 | 88.3 | 367.8 | 33 | 14256 | 0 | 43200 | 59 | 708 | 22118400 | 1304985600 | 1.4 | 81.4 | 0
Manrique2008 | Macaque | Central | Auditory brain stem | Disc | subdural | Pt | Mixed | biphasic_balanced | cathodic | monopolar | Current | 31416 | none | 240 | 512 | 0 | 260 | 325 | 62.4 | 198.6 | 827.6 | 33 | 14256 | 0 | 43200 | 39 | 468 | 22118400 | 862617600 | 1.4 | 53.8 | 0
Manrique2008 | Macaque | Central | Auditory brain stem | Disc | subdural | Pt | Mixed | biphasic_balanced | cathodic | monopolar | Current | 70686 | none | 240 | 512 | 0 | 260 | 325 | 62.4 | 88.3 | 367.8 | 33 | 14256 | 0 | 43200 | 39 | 468 | 22118400 | 862617600 | 1.4 | 53.8 | 0
Manrique2008 | Macaque | Central | Auditory brain stem | Disc | subdural | Pt | Mixed | biphasic_balanced | cathodic | monopolar | Current | 31416 | none | 240 | 512 | 0 | 1000 | 1250 | 240 | 763.9 | 3183.1 | 33 | 14256 | 0 | 43200 | 7 | 84 | 22118400 | 154828800 | 5.3 | 37.2 | 1
Manrique2008 | Macaque | Central | Auditory brain stem | Disc | subdural | Pt | Mixed | biphasic_balanced | cathodic | monopolar | Current | 70686 | none | 240 | 512 | 0 | 1000 | 1250 | 240 | 339.5 | 1414.7 | 33 | 14256 | 0 | 43200 | 7 | 84 | 22118400 | 154828800 | 5.3 | 37.2 | 1
Manrique2008 | Macaque | Central | Auditory brain stem | Disc | subdural | Pt | Mixed | biphasic_balanced | cathodic | monopolar | Current | 31416 | none | 240 | 512 | 0 | 470 | 588 | 112.8 | 359.1 | 1496.1 | 33 | 14256 | 0 | 43200 | 33 | 396 | 22118400 | 729907200 | 2.5 | 82.3 | 0
Manrique2008 | Macaque | Central | Auditory brain stem | Disc | subdural | Pt | Mixed | biphasic_balanced | cathodic | monopolar | Current | 70686 | none | 240 | 512 | 0 | 470 | 588 | 112.8 | 159.6 | 664.9 | 33 | 14256 | 0 | 43200 | 33 | 396 | 22118400 | 729907200 | 2.5 | 82.3 | 0
Manrique2008 | Macaque | Central | Auditory brain stem | Disc | subdural | Pt | Mixed | biphasic_balanced | cathodic | monopolar | Current | 31416 | none | 240 | 512 | 0 | 1000 | 1250 | 240 | 763.9 | 3183.1 | 33 | 14256 | 0 | 43200 | 16 | 192 | 22118400 | 353894400 | 5.3 | 84.9 | 1
Manrique2008 | Macaque | Central | Auditory brain stem | Disc | subdural | Pt | Mixed | biphasic_balanced | cathodic | monopolar | Current | 70686 | none | 240 | 512 | 0 | 100 | 125 | 24 | 34 | 141.5 | 33 | 14256 | 0 | 43200 | 16 | 192 | 22118400 | 353894400 | 0.5 | 8.5 | 1
Sun2008 | Human | Central | Subthalamic nucleus | Ring | depth | PtIr | Mixed | biphasic_balanced | cathodic | quadripolar | Voltage | 6184225 | none | 60 | 130 | 0 | 2136 | 2350 | 128.2 | 2.1 | 34.5 | 100 | 86400 | 0 | 86400 | 2160 | 51840 | 11232000 | 24261120000 | 1.4 | 3109.8 | 0
Harnack2004 | Rat | Central | Subthalamic nucleus | Microwire | depth | Steel | Mostly-capacitive | biphasic_balanced | cathodic | bipolar | Current | 70000 | none | 60 | 130 | 0 | 75 | 94 | 4.5 | 6.5 | 107.1 | 100 | 14400 | 0 | 14400 | 1 | 4 | 1872000 | 1872000 | 0 | 0 | 1
Harnack2004 | Rat | Central | Subthalamic nucleus | Microwire | depth | Steel | Mostly-capacitive | biphasic_balanced | cathodic | bipolar | Current | 70000 | none | 60 | 130 | 0 | 150 | 188 | 9 | 13 | 214.3 | 100 | 14400 | 0 | 14400 | 1 | 4 | 1872000 | 1872000 | 0 | 0 | 1
Harnack2004 | Rat | Central | Subthalamic nucleus | Microwire | depth | Steel | Mixed | biphasic_balanced | cathodic | bipolar | Current | 70000 | none | 60 | 130 | 0 | 300 | 375 | 18 | 26 | 428.6 | 100 | 14400 | 0 | 14400 | 1 | 4 | 1872000 | 1872000 | 0 | 0 | 1
Harnack2004 | Rat | Central | Subthalamic nucleus | Microwire | depth | PtIr | Mixed | biphasic_balanced | cathodic | bipolar | Current | 70000 | none | 60 | 130 | 0 | 75 | 94 | 4.5 | 6.5 | 107.1 | 100 | 14400 | 0 | 14400 | 1 | 4 | 1872000 | 1872000 | 0 | 0 | 0
Harnack2004 | Rat | Central | Subthalamic nucleus | Microwire | depth | PtIr | Mixed | biphasic_balanced | cathodic | bipolar | Current | 70000 | none | 60 | 130 | 0 | 150 | 188 | 9 | 13 | 214.3 | 100 | 14400 | 0 | 14400 | 1 | 4 | 1872000 | 1872000 | 0 | 0 | 0
Harnack2004 | Rat | Central | Subthalamic nucleus | Microwire | depth | PtIr | Mixed | biphasic_balanced | cathodic | bipolar | Current | 70000 | none | 60 | 130 | 0 | 300 | 375 | 18 | 26 | 428.6 | 100 | 14400 | 0 | 14400 | 1 | 4 | 1872000 | 1872000 | 0 | 0 | 0
Harnack2004 | Rat | Central | Subthalamic nucleus | Microwire | depth | PtIr | Mixed | biphasic_balanced | cathodic | bipolar | Current | 300000 | none | 60 | 130 | 0 | 100 | 125 | 6 | 3 | 33.3 | 100 | 86400 | 0 | 86400 | 3 | 72 | 11232000 | 33696000 | 0.1 | 0.2 | 0